## About
SoBCaICbIC Share of Buildings Capital and Installation Costs by ISIC Code
Sources: | Building Sector Appliance and Equipment Costs and Efficiencies
EIA
2018
"Updated Buildings Sector Appliance and Equipment Costs and Efficiencies"
https://www.eia.gov/analysis/studies/buildings/equipcosts/pdf/full.pdf
Commercial Equipment Prevalence
EIA
2016
Table B39. Heating equipment, floorspace & Table42. Water-heating equipment, number of buildings and floorspace
https://www.eia.gov/consumption/commercial/data/2012/#b38-b46
Residential Equipment Prevelance
EIA
2020
Annual Energy Outlook - Table 21. Residential Sector Equipment Stock and Efficiency, and Distributed Generation
https://www.eia.gov/outlooks/aeo/data/browser/#/?id=30-AEO2020&cases=ref2020&sourcekey=0
ISIC Code Mapping
United Nations
2008
International Standard Industrial Classification of All Economic Activities Revision 4
https://unstats.un.org/unsd/publication/seriesM/seriesm_4rev4e.pdf
Notes:
Note from "Updated Building Sector Appliance and Equipment Costs and Efficiencies."
The Energy Independence and Security Act of 2007 prescribes standards for current 100 watt incandescent lamps
as of January 1, 2012. Starting in 2012, 100-watt incandescent lamps will be replaced by halogen lamps.
For commercial lighting - estimated cost averages based on selected commercial light fixtures assumed to be most common
Cost averages from NEMS are across appliance type and years (2012-2050)
Water heating, refrigeration, clothes washing/drying, cooking, and diswashing equipment are all assigned to appliances
Other equipment includes primarily additional plug load equipment including computers and televisions

## OECD Mapping
OECD Code | ISIC Code
D01T03: Agriculture, forestry and fishing | ISIC 01T03
D05T06: Mining and extraction of energy producing products | ISIC 05T06
D07T08: Mining and quarrying of non-energy producing products | ISIC 07T08
D09: Mining support service activities | ISIC 09
D10T12: Food products, beverages and tobacco | ISIC 10T12
D13T15: Textiles, wearing apparel, leather and related products | ISIC 13T15
D16: Wood and products of wood and cork | ISIC 16
D17T18: Paper products and printing | ISIC 17T18
D19: Coke and refined petroleum products | ISIC 19
D20T21: Chemicals and pharmaceutical products | ISIC 20T21
D22: Rubber and plastic products | ISIC 22
D23: Other non-metallic mineral products | ISIC 23
D24: Basic metals | ISIC 24
D25: Fabricated metal products | ISIC 25
D26: Computer, electronic and optical products | ISIC 26
D27: Electrical equipment | ISIC 27
D28: Machinery and equipment, nec | ISIC 28
D29: Motor vehicles, trailers and semi-trailers | ISIC 29
D30: Other transport equipment | ISIC 30
D31T33: Other manufacturing; repair and installation of machinery and equipment | ISIC 31T33
D35T39: Electricity, gas, water supply, sewerage, waste and remediation services | ISIC 35T39
D41T43: Construction | ISIC 41T43
D45T47: Wholesale and retail trade; repair of motor vehicles | ISIC 45T47
D49T53: Transportation and storage | ISIC 49T53
D55T56: Accomodation and food services | ISIC 55T56
D58T60: Publishing, audiovisual and broadcasting activities | ISIC 58T60
D61: Telecommunications | ISIC 61
D62T63: IT and other information services | ISIC 62T63
D64T66: Financial and insurance activities | ISIC 64T66
D68: Real estate activities | ISIC 68
D69T82: Other business sector services | ISIC 69T82
D84: Public admin. and defence; compulsory social security | ISIC 84
D85: Education | ISIC 85
D86T88: Human health and social work | ISIC 86T88
D90T96: Arts, entertainment, recreation and other service activities | ISIC 90T96
D97T98: Private households with employed persons | ISIC 97T98

## ISIC Code Mapping
| Heating | Cooling | Envelope | Lighting | Appliances | Other
Equipment | ISIC 28 | ISIC 28 | ISIC 41T43 | ISIC 27 | ISIC 27 | ISIC 27
Installation | ISIC 41T43 | ISIC 41T43 | ISIC 41T43 | ISIC 41T43 | ISIC 41T43 | ISIC 41T43

## Cost Summary New
Costs of Residential Equipment - Weighted Calculation
| Equipment Type - Name from RECS | Percent Equipment Costs (Copied from NEMS spreadsheet) | Percent of Total Appliances w/ Cost Data | Weighted Percent Equipment Cost | Weighted Percent Labor Cost | Source | Calculations
Main Space Heaters |  |  | 100% | 0.54558 | 0.45442 | https://www.eia.gov/analysis/studies/buildings/equipcosts/pdf/full.pdf | "NEMS cost data_new"
Main Space Heaters | Electric Heat Pumps | 0.74328 | 12.02% | 0.089358 |  | https://www.eia.gov/analysis/studies/buildings/equipcosts/pdf/full.pdf | "NEMS cost data_new"
Main Space Heaters | Electric Other | 0.59091 | 29.21% | 0.17263 |  | https://www.eia.gov/analysis/studies/buildings/equipcosts/pdf/full.pdf | "NEMS cost data_new"
Main Space Heaters | Natural Gas Heat Pumps |  | 0% | 0 |  | https://www.eia.gov/analysis/studies/buildings/equipcosts/pdf/full.pdf | "NEMS cost data_new"
Main Space Heaters | Natural Gas Other | 0.48259 | 58.76% | 0.28359 |  | https://www.eia.gov/analysis/studies/buildings/equipcosts/pdf/full.pdf | "NEMS cost data_new"
Main Space Heaters | Distillate Fuel Oil |  | 0% | 0 |  | https://www.eia.gov/analysis/studies/buildings/equipcosts/pdf/full.pdf | "NEMS cost data_new"
Main Space Heaters | Propane |  | 0% | 0 |  | https://www.eia.gov/analysis/studies/buildings/equipcosts/pdf/full.pdf | "NEMS cost data_new"
Main Space Heaters | Kerosene |  | 0% | 0 |  | https://www.eia.gov/analysis/studies/buildings/equipcosts/pdf/full.pdf | "NEMS cost data_new"
Main Space Heaters | Wood Stoves |  | 0% | 0 |  | https://www.eia.gov/analysis/studies/buildings/equipcosts/pdf/full.pdf | "NEMS cost data_new"
Main Space Heaters | Geothermal Heat Pumps |  | 0% | 0 |  | https://www.eia.gov/analysis/studies/buildings/equipcosts/pdf/full.pdf | "NEMS cost data_new"
Space Cooling |  |  | 100% | 0.762 | 0.238 | https://www.eia.gov/analysis/studies/buildings/equipcosts/pdf/full.pdf | "NEMS cost data_new"
Space Cooling | Electric Heat Pumps | 0.74328 | 9.377% | 0.069695 |  | https://www.eia.gov/analysis/studies/buildings/equipcosts/pdf/full.pdf | "NEMS cost data_new"
Space Cooling | Natural Gas Heat Pumps |  | 0% | 0 |  | https://www.eia.gov/analysis/studies/buildings/equipcosts/pdf/full.pdf | "NEMS cost data_new"
Space Cooling | Geothermal Heat Pumps |  | 0% | 0 |  | https://www.eia.gov/analysis/studies/buildings/equipcosts/pdf/full.pdf | "NEMS cost data_new"
Space Cooling | Central Air Conditioners | 0.66273 | 46.49% | 0.30813 |  | https://www.eia.gov/analysis/studies/buildings/equipcosts/pdf/full.pdf | "NEMS cost data_new"
Space Cooling | Room Air Conditioners | 0.87056 | 44.13% | 0.38417 |  | https://www.eia.gov/analysis/studies/buildings/equipcosts/pdf/full.pdf | "NEMS cost data_new"
Water Heaters |  |  |  | 0.55745 | 0.44255 | https://www.eia.gov/analysis/studies/buildings/equipcosts/pdf/full.pdf | "NEMS cost data_new"
Water Heaters | Electric | 0.56213 | 49.41% | 0.27777 |  | https://www.eia.gov/analysis/studies/buildings/equipcosts/pdf/full.pdf | "NEMS cost data_new"
Water Heaters | Natural Gas | 0.55289 | 50.59% | 0.27969 |  | https://www.eia.gov/analysis/studies/buildings/equipcosts/pdf/full.pdf | "NEMS cost data_new"
Water Heaters | Distillate Fuel Oil |  | 0% | 0 |  | https://www.eia.gov/analysis/studies/buildings/equipcosts/pdf/full.pdf | "NEMS cost data_new"
Water Heaters | Propane |  | 0% | 0 |  | https://www.eia.gov/analysis/studies/buildings/equipcosts/pdf/full.pdf | "NEMS cost data_new"
Water Heaters | Solar Thermal |  | 0% | 0 |  | https://www.eia.gov/analysis/studies/buildings/equipcosts/pdf/full.pdf | "NEMS cost data_new"
Cooking Equipment |  |  |  | 0.83324 | 0.16676 | https://www.eia.gov/analysis/studies/buildings/equipcosts/pdf/full.pdf | "NEMS cost data_new"
Cooking Equipment | Electric |  | 0% | 0 |  | https://www.eia.gov/analysis/studies/buildings/equipcosts/pdf/full.pdf | "NEMS cost data_new"
Cooking Equipment | Natural Gas | 0.83324 | 100% | 0.83324 |  | https://www.eia.gov/analysis/studies/buildings/equipcosts/pdf/full.pdf | "NEMS cost data_new"
Cooking Equipment | Natural Gas | 0.70133 | 0% | 0 |  | https://www.eia.gov/analysis/studies/buildings/equipcosts/pdf/full.pdf | "NEMS cost data_new"
Cooking Equipment | Propane |  | 0% | 0 |  | https://www.eia.gov/analysis/studies/buildings/equipcosts/pdf/full.pdf | "NEMS cost data_new"
Clothes Dryers |  |  |  | 0.80399 | 0.19601 | https://www.eia.gov/analysis/studies/buildings/equipcosts/pdf/full.pdf | "NEMS cost data_new"
Clothes Dryers | Electric | 0.8132 | 80.99% | 0.65862 |  | https://www.eia.gov/analysis/studies/buildings/equipcosts/pdf/full.pdf | "NEMS cost data_new"
Clothes Dryers | Natural Gas | 0.76473 | 19.01% | 0.14537 |  | https://www.eia.gov/analysis/studies/buildings/equipcosts/pdf/full.pdf | "NEMS cost data_new"
Other Appliances |  |  |  | 0.82213 | 0.17787
Appliances |  | 1 |  |  |  | https://www.eia.gov/analysis/studies/buildings/equipcosts/pdf/full.pdf | "NEMS cost data_new"
Appliances |  | 0.65164 |  |  |  | https://www.eia.gov/analysis/studies/buildings/equipcosts/pdf/full.pdf | "NEMS cost data_new"
Appliances |  | 0.81849 |  |  |  | https://www.eia.gov/analysis/studies/buildings/equipcosts/pdf/full.pdf | "NEMS cost data_new"
Appliances |  | 0.81839 |  |  |  | https://www.eia.gov/analysis/studies/buildings/equipcosts/pdf/full.pdf | "NEMS cost data_new"
Lighting |  | 1 |  | 1 | 0 | https://www.eia.gov/analysis/studies/buildings/equipcosts/pdf/full.pdf | "NEMS cost data_new"
Appliances - Average total |  |  |  | 0.7542 | 0.2458
Costs of Commercial Equipment - Weighted Calculation
|  | Percent Equipment Costs (Copied from NEMS spreadsheet) | Percent of Total Appliances w/ Cost Data | Weighted Percent Equipment Cost | Weighted Percent Labor Cost | Source | Calculations
Commercial Space Heating Total |  |  |  | 0.70399 | 0.29601 | https://www.eia.gov/analysis/studies/buildings/equipcosts/pdf/full.pdf | "NEMS cost data_new"
Electricity |  |  | 34.72% | 0.28421 | 0.71579 | https://www.eia.gov/analysis/studies/buildings/equipcosts/pdf/full.pdf | "NEMS cost data_new"
Electricity | Heat pumps |  |  |  |  | https://www.eia.gov/analysis/studies/buildings/equipcosts/pdf/full.pdf | "NEMS cost data_new"
Electricity | Furnaces | 0.82799 |  |  |  | https://www.eia.gov/analysis/studies/buildings/equipcosts/pdf/full.pdf | "NEMS cost data_new"
Electricity | Indiv- idual space heaters |  |  |  |  | https://www.eia.gov/analysis/studies/buildings/equipcosts/pdf/full.pdf | "NEMS cost data_new"
Electricity | District heat |  |  |  |  | https://www.eia.gov/analysis/studies/buildings/equipcosts/pdf/full.pdf | "NEMS cost data_new"
Electricity | Boilers | 0.80923 |  |  |  | https://www.eia.gov/analysis/studies/buildings/equipcosts/pdf/full.pdf | "NEMS cost data_new"
Electricity | Pack- aged heating units |  |  |  |  | https://www.eia.gov/analysis/studies/buildings/equipcosts/pdf/full.pdf | "NEMS cost data_new"
Electricity | Other |  |  |  |  | https://www.eia.gov/analysis/studies/buildings/equipcosts/pdf/full.pdf | "NEMS cost data_new"
Natural gas |  |  | 62.25% | 0.39722 | 0.60278 | https://www.eia.gov/analysis/studies/buildings/equipcosts/pdf/full.pdf | "NEMS cost data_new"
Natural gas | Heat pumps |  |  |  |  | https://www.eia.gov/analysis/studies/buildings/equipcosts/pdf/full.pdf | "NEMS cost data_new"
Natural gas | Furnaces | 0.54055 |  |  |  | https://www.eia.gov/analysis/studies/buildings/equipcosts/pdf/full.pdf | "NEMS cost data_new"
Natural gas | Indiv- idual space heaters |  |  |  |  | https://www.eia.gov/analysis/studies/buildings/equipcosts/pdf/full.pdf | "NEMS cost data_new"
Natural gas | District heat |  |  |  |  | https://www.eia.gov/analysis/studies/buildings/equipcosts/pdf/full.pdf | "NEMS cost data_new"
Natural gas | Boilers | 0.7356 |  |  |  | https://www.eia.gov/analysis/studies/buildings/equipcosts/pdf/full.pdf | "NEMS cost data_new"
Natural gas | Pack- aged heating units |  |  |  |  | https://www.eia.gov/analysis/studies/buildings/equipcosts/pdf/full.pdf | "NEMS cost data_new"
Natural gas | Other |  |  |  |  | https://www.eia.gov/analysis/studies/buildings/equipcosts/pdf/full.pdf | "NEMS cost data_new"
Fuel oil |  |  | 3.029% | 0.022559 | 0.97744 | https://www.eia.gov/analysis/studies/buildings/equipcosts/pdf/full.pdf | "NEMS cost data_new"
Fuel oil | Heat pumps |  |  |  |  | https://www.eia.gov/analysis/studies/buildings/equipcosts/pdf/full.pdf | "NEMS cost data_new"
Fuel oil | Furnaces | 0.71608 |  |  |  | https://www.eia.gov/analysis/studies/buildings/equipcosts/pdf/full.pdf | "NEMS cost data_new"
Fuel oil | Indiv- idual space heaters |  |  |  |  | https://www.eia.gov/analysis/studies/buildings/equipcosts/pdf/full.pdf | "NEMS cost data_new"
Fuel oil | District heat |  |  |  |  | https://www.eia.gov/analysis/studies/buildings/equipcosts/pdf/full.pdf | "NEMS cost data_new"
Fuel oil | Boilers | 0.77353 |  |  |  | https://www.eia.gov/analysis/studies/buildings/equipcosts/pdf/full.pdf | "NEMS cost data_new"
Fuel oil | Pack- aged heating units |  |  |  |  | https://www.eia.gov/analysis/studies/buildings/equipcosts/pdf/full.pdf | "NEMS cost data_new"
Fuel oil | Other |  |  |  |  | https://www.eia.gov/analysis/studies/buildings/equipcosts/pdf/full.pdf | "NEMS cost data_new"
District heat | [5 empty] | https://www.eia.gov/analysis/studies/buildings/equipcosts/pdf/full.pdf | "NEMS cost data_new"
District heat | Heat pumps |  |  |  |  | https://www.eia.gov/analysis/studies/buildings/equipcosts/pdf/full.pdf | "NEMS cost data_new"
District heat | Furnaces |  |  |  |  | https://www.eia.gov/analysis/studies/buildings/equipcosts/pdf/full.pdf | "NEMS cost data_new"
District heat | Indiv- idual space heaters |  |  |  |  | https://www.eia.gov/analysis/studies/buildings/equipcosts/pdf/full.pdf | "NEMS cost data_new"
District heat | District heat |  |  |  |  | https://www.eia.gov/analysis/studies/buildings/equipcosts/pdf/full.pdf | "NEMS cost data_new"
District heat | Boilers |  |  |  |  | https://www.eia.gov/analysis/studies/buildings/equipcosts/pdf/full.pdf | "NEMS cost data_new"
District heat | Pack- aged heating units |  |  |  |  | https://www.eia.gov/analysis/studies/buildings/equipcosts/pdf/full.pdf | "NEMS cost data_new"
District heat | Other |  |  |  |  | https://www.eia.gov/analysis/studies/buildings/equipcosts/pdf/full.pdf | "NEMS cost data_new"
Propane | [5 empty] | https://www.eia.gov/analysis/studies/buildings/equipcosts/pdf/full.pdf | "NEMS cost data_new"
Propane | Heat pumps |  |  |  |  | https://www.eia.gov/analysis/studies/buildings/equipcosts/pdf/full.pdf | "NEMS cost data_new"
Propane | Furnaces |  |  |  |  | https://www.eia.gov/analysis/studies/buildings/equipcosts/pdf/full.pdf | "NEMS cost data_new"
Propane | Indiv- idual space heaters |  |  |  |  | https://www.eia.gov/analysis/studies/buildings/equipcosts/pdf/full.pdf | "NEMS cost data_new"
Propane | District heat |  |  |  |  | https://www.eia.gov/analysis/studies/buildings/equipcosts/pdf/full.pdf | "NEMS cost data_new"
Propane | Boilers |  |  |  |  | https://www.eia.gov/analysis/studies/buildings/equipcosts/pdf/full.pdf | "NEMS cost data_new"
Propane | Pack- aged heating units |  |  |  |  | https://www.eia.gov/analysis/studies/buildings/equipcosts/pdf/full.pdf | "NEMS cost data_new"
Propane | Other |  |  |  |  | https://www.eia.gov/analysis/studies/buildings/equipcosts/pdf/full.pdf | "NEMS cost data_new"
[6 empty] | https://www.eia.gov/analysis/studies/buildings/equipcosts/pdf/full.pdf | "NEMS cost data_new"
[6 empty] | https://www.eia.gov/analysis/studies/buildings/equipcosts/pdf/full.pdf | "NEMS cost data_new"
Water Heating Equipment |  |  |  | 0.7544 | 0.2456 | https://www.eia.gov/analysis/studies/buildings/equipcosts/pdf/full.pdf | "NEMS cost data_new"
Electricity | Buildings with water heating | 0.76129 | 50.78% | 0.38662 |  | https://www.eia.gov/analysis/studies/buildings/equipcosts/pdf/full.pdf | "NEMS cost data_new"
Natural gas | Buildings with water heating | 0.74018 | 46.95% | 0.34748 |  | https://www.eia.gov/analysis/studies/buildings/equipcosts/pdf/full.pdf | "NEMS cost data_new"
Fuel oil | Buildings with water heating | 0.89423 | 2.27% | 0.020298 |  | https://www.eia.gov/analysis/studies/buildings/equipcosts/pdf/full.pdf | "NEMS cost data_new"
District heat | Buildings with water heating |  |  |  |  | https://www.eia.gov/analysis/studies/buildings/equipcosts/pdf/full.pdf | "NEMS cost data_new"
Propane | Buildings with water heating |  |  |  |  | https://www.eia.gov/analysis/studies/buildings/equipcosts/pdf/full.pdf | "NEMS cost data_new"
[6 empty] | https://www.eia.gov/analysis/studies/buildings/equipcosts/pdf/full.pdf | "NEMS cost data_new"
Commercial Cooling |  |  |  | 0.57983 | 0.42017 | https://www.eia.gov/analysis/studies/buildings/equipcosts/pdf/full.pdf | "NEMS cost data_new"
Electricity | Commercial Rooftop Air Conditioners | 0.7093 | NA |  |  | https://www.eia.gov/analysis/studies/buildings/equipcosts/pdf/full.pdf | "NEMS cost data_new"
Electricity | Commercial Rooftop Heat Pumps | 0.72239 | NA |  |  | https://www.eia.gov/analysis/studies/buildings/equipcosts/pdf/full.pdf | "NEMS cost data_new"
Electricity | Commercial Ground Source Heat Pumps | 0.3078 | NA |  |  | https://www.eia.gov/analysis/studies/buildings/equipcosts/pdf/full.pdf | "NEMS cost data_new"
[6 empty] | https://www.eia.gov/analysis/studies/buildings/equipcosts/pdf/full.pdf | "NEMS cost data_new"
Commercial Lighting |  |  |  | 0.40767 | 0.59233 | https://www.eia.gov/analysis/studies/buildings/equipcosts/pdf/full.pdf | "NEMS cost data_new"
Commercial Lighting | Commercial Lighting - CFL | 0.23418 | NA |  |  | https://www.eia.gov/analysis/studies/buildings/equipcosts/pdf/full.pdf | "NEMS cost data_new"
Commercial Lighting | Commercial Lighting - LED | 0.72691 | NA |  |  | https://www.eia.gov/analysis/studies/buildings/equipcosts/pdf/full.pdf | "NEMS cost data_new"
Commercial Lighting | Commercial Lighting - Halogen | 0.26191 | NA |  |  | https://www.eia.gov/analysis/studies/buildings/equipcosts/pdf/full.pdf | "NEMS cost data_new"
[6 empty] | https://www.eia.gov/analysis/studies/buildings/equipcosts/pdf/full.pdf | "NEMS cost data_new"

## COM_NEMS Cost
Hard Copied from: "Summary Commercial" tab on "NEMS cost data new.xlsx"
|  | Equipment Type | Percent Equipment Costs
| Commercial Heating | Commercial Gas Fired Furnaces | 0.54055
| Commercial Heating | Commercial Oil-Fired Furnaces | 0.71608
| Commercial Heating | Commercial Electric Resistance Heaters | 0.82799
| Commercial Heating | Commercial Electric Boilers | 0.80923
| Commercial Heating | Commercial Gas Fired Boilers | 0.7356
| Commercial Heating | Commercial Oil-Fired Boilers | 0.77353
| Commercial Cooling | Commercial Rooftop Air Conditioners | 0.7093
| Commercial Cooling | Commercial Rooftop Heat Pumps | 0.72239
| Commercial Cooling | Commercial Ground Source Heat Pumps | 0.3078
| Commercial Water Heating | Commercial Gas-Fired Storage Water Heaters | 0.74018
| Commercial Water Heating | Commercial Electric Resistance Storage Water Heaters | 0.76129
| Commercial Water Heating | Commercial Heat Pump Water Heaters | 0.92444
| Commercial Water Heating | Commercial Oil Fired Storage Water Heaters | 0.89423
| Commercial Lighting | Commercial Lighting - CFL | 0.23418
| Commercial Lighting | Commercial Lighting - LED | 0.72691
| Commercial Lighting | Commercial Lighting - Halogen | 0.26191

## Summary_Com Appliances
Commercial Appliance Prevalance
Fuel | Heating Equipment | Total Floorspace (million square feet) | Percent of Total Appliances | Percent of Total Appliances w/ Cost Data | Source
Electricity |  |  |  | 34.72%
Electricity | Heat pumps | 7215 | 6.081% |  | https://www.eia.gov/consumption/commercial/data/2012/#b38-b46
Electricity | Furnaces | 2270 | 1.913% |  | https://www.eia.gov/consumption/commercial/data/2012/#b38-b46
Electricity | Indiv- idual space heaters | 6035 | 5.086% |  | https://www.eia.gov/consumption/commercial/data/2012/#b38-b46
Electricity | District heat | Q |  |  | https://www.eia.gov/consumption/commercial/data/2012/#b38-b46
Electricity | Boilers | 2982 | 2.513% |  | https://www.eia.gov/consumption/commercial/data/2012/#b38-b46
Electricity | Pack- aged heating units | 18523 | 15.61% |  | https://www.eia.gov/consumption/commercial/data/2012/#b38-b46
Electricity | Other | 447 | 0.3767% |  | https://www.eia.gov/consumption/commercial/data/2012/#b38-b46
Natural gas |  |  |  | 62.25% | https://www.eia.gov/consumption/commercial/data/2012/#b38-b46
Natural gas | Heat pumps | 3792 | 3.196% |  | https://www.eia.gov/consumption/commercial/data/2012/#b38-b46
Natural gas | Furnaces | 5778 | 4.87% |  | https://www.eia.gov/consumption/commercial/data/2012/#b38-b46
Natural gas | Indiv- idual space heaters | 11482 | 9.677% |  | https://www.eia.gov/consumption/commercial/data/2012/#b38-b46
Natural gas | District heat | Q |  |  | https://www.eia.gov/consumption/commercial/data/2012/#b38-b46
Natural gas | Boilers | 17437 | 14.7% |  | https://www.eia.gov/consumption/commercial/data/2012/#b38-b46
Natural gas | Pack- aged heating units | 27826 | 23.45% |  | https://www.eia.gov/consumption/commercial/data/2012/#b38-b46
Natural gas | Other | 873 | 0.7358% |  | https://www.eia.gov/consumption/commercial/data/2012/#b38-b46
Fuel oil |  |  |  | 3.029% | https://www.eia.gov/consumption/commercial/data/2012/#b38-b46
Fuel oil | Heat pumps | Q |  |  | https://www.eia.gov/consumption/commercial/data/2012/#b38-b46
Fuel oil | Furnaces | Q |  |  | https://www.eia.gov/consumption/commercial/data/2012/#b38-b46
Fuel oil | Indiv- idual space heaters | 1008 | 0.8496% |  | https://www.eia.gov/consumption/commercial/data/2012/#b38-b46
Fuel oil | District heat | Q |  |  | https://www.eia.gov/consumption/commercial/data/2012/#b38-b46
Fuel oil | Boilers | 1504 | 1.268% |  | https://www.eia.gov/consumption/commercial/data/2012/#b38-b46
Fuel oil | Pack- aged heating units | 757 | 0.638% |  | https://www.eia.gov/consumption/commercial/data/2012/#b38-b46
Fuel oil | Other | Q |  |  | https://www.eia.gov/consumption/commercial/data/2012/#b38-b46
District heat |  |  |  |  | https://www.eia.gov/consumption/commercial/data/2012/#b38-b46
District heat | Heat pumps | 464 | 0.3911% |  | https://www.eia.gov/consumption/commercial/data/2012/#b38-b46
District heat | Furnaces | Q |  |  | https://www.eia.gov/consumption/commercial/data/2012/#b38-b46
District heat | Indiv- idual space heaters | 1271 | 1.071% |  | https://www.eia.gov/consumption/commercial/data/2012/#b38-b46
District heat | District heat | 5797 | 4.886% |  | https://www.eia.gov/consumption/commercial/data/2012/#b38-b46
District heat | Boilers | Q |  |  | https://www.eia.gov/consumption/commercial/data/2012/#b38-b46
District heat | Pack- aged heating units | 650 | 0.5478% |  | https://www.eia.gov/consumption/commercial/data/2012/#b38-b46
District heat | Other | Q |  |  | https://www.eia.gov/consumption/commercial/data/2012/#b38-b46
Propane |  |  |  |  | https://www.eia.gov/consumption/commercial/data/2012/#b38-b46
Propane | Heat pumps | Q |  |  | https://www.eia.gov/consumption/commercial/data/2012/#b38-b46
Propane | Furnaces | 405 | 0.3413% |  | https://www.eia.gov/consumption/commercial/data/2012/#b38-b46
Propane | Indiv- idual space heaters | 666 | 0.5613% |  | https://www.eia.gov/consumption/commercial/data/2012/#b38-b46
Propane | District heat | N |  |  | https://www.eia.gov/consumption/commercial/data/2012/#b38-b46
Propane | Boilers | 276 | 0.2326% |  | https://www.eia.gov/consumption/commercial/data/2012/#b38-b46
Propane | Pack- aged heating units | 1193 | 1.005% |  | https://www.eia.gov/consumption/commercial/data/2012/#b38-b46
Propane | Other | Q |  |  | https://www.eia.gov/consumption/commercial/data/2012/#b38-b46
|  |  | 118651 | 107929 | https://www.eia.gov/consumption/commercial/data/2012/#b38-b46
Fuel | Water Heating Equipment | Total Floorspace (million square feet)
Electricity | Buildings with water heating | 42755 | 47.34% | 50.78% | https://www.eia.gov/consumption/commercial/data/2012/#b38-b46
Natural gas | Buildings with water heating | 39523 | 43.76% | 46.95% | https://www.eia.gov/consumption/commercial/data/2012/#b38-b46
Fuel oil | Buildings with water heating | 1911 | 2.116% | 2.27% | https://www.eia.gov/consumption/commercial/data/2012/#b38-b46
District heat | Buildings with water heating | 4551 | 5.039% |  | https://www.eia.gov/consumption/commercial/data/2012/#b38-b46
Propane | Buildings with water heating | 1575 | 1.744% |  | https://www.eia.gov/consumption/commercial/data/2012/#b38-b46
|  | TRUE | 90315 | 84189

## Summary_Res Appliances
Residential Appliance Prevalance
[5 empty] | Calculation | Calculation | Source
| full name | api key | units | 2019 | Percent of Total Appliances | Percent of Total Appliances w/ Cost Data
Equipment Stock (million units) |  | 30-AEO2020.2. |  |  |  |  | https://www.eia.gov/outlooks/aeo/data/browser/#/?id=30-AEO2020&cases=ref2020&sourcekey=0
Main Space Heaters |  | 30-AEO2020.3. |  |  |  |  | https://www.eia.gov/outlooks/aeo/data/browser/#/?id=30-AEO2020&cases=ref2020&sourcekey=0
Electric Heat Pumps | Residential Equipment: Equipment Stock: Main Space Heaters: Electric Heat Pumps: Reference case | 30-AEO2020.4.ref2020-d112119a | millions | 12.1601 | 10.39% | 12.02% | https://www.eia.gov/outlooks/aeo/data/browser/#/?id=30-AEO2020&cases=ref2020&sourcekey=0
Electric Other | Residential Equipment: Equipment Stock: Main Space Heaters: Electric Other: Reference case | 30-AEO2020.5.ref2020-d112119a | millions | 29.5493 | 25.26% | 29.21% | https://www.eia.gov/outlooks/aeo/data/browser/#/?id=30-AEO2020&cases=ref2020&sourcekey=0
Natural Gas Heat Pumps | Residential Equipment: Equipment Stock: Main Space Heaters: Natural Gas Heat Pumps: Reference case | 30-AEO2020.6.ref2020-d112119a | millions | 1.2967 | 1.108% |  | https://www.eia.gov/outlooks/aeo/data/browser/#/?id=30-AEO2020&cases=ref2020&sourcekey=0
Natural Gas Other | Residential Equipment: Equipment Stock: Main Space Heaters: Natural Gas Other: Reference case | 30-AEO2020.7.ref2020-d112119a | millions | 59.4384 | 50.81% | 58.76% | https://www.eia.gov/outlooks/aeo/data/browser/#/?id=30-AEO2020&cases=ref2020&sourcekey=0
Distillate Fuel Oil | Residential Equipment: Equipment Stock: Main Space Heaters: Distillate Fuel Oil: Reference case | 30-AEO2020.8.ref2020-d112119a | millions | 5.5392 | 4.735% |  | https://www.eia.gov/outlooks/aeo/data/browser/#/?id=30-AEO2020&cases=ref2020&sourcekey=0
Propane | Residential Equipment: Equipment Stock: Main Space Heaters: Propane: Reference case | 30-AEO2020.9.ref2020-d112119a | millions | 5.0617 | 4.326% |  | https://www.eia.gov/outlooks/aeo/data/browser/#/?id=30-AEO2020&cases=ref2020&sourcekey=0
Kerosene | Residential Equipment: Equipment Stock: Main Space Heaters: Kerosene: Reference case | 30-AEO2020.10.ref2020-d112119a | millions | 0.003034 | 0.002593% |  | https://www.eia.gov/outlooks/aeo/data/browser/#/?id=30-AEO2020&cases=ref2020&sourcekey=0
Wood Stoves | Residential Equipment: Equipment Stock: Main Space Heaters: Wood Stoves: Reference case | 30-AEO2020.11.ref2020-d112119a | millions | 3.3148 | 2.833% |  | https://www.eia.gov/outlooks/aeo/data/browser/#/?id=30-AEO2020&cases=ref2020&sourcekey=0
Geothermal Heat Pumps | Residential Equipment: Equipment Stock: Main Space Heaters: Geothermal Heat Pumps: Reference case | 30-AEO2020.12.ref2020-d112119a | millions | 0.62971 | 0.5382% |  | https://www.eia.gov/outlooks/aeo/data/browser/#/?id=30-AEO2020&cases=ref2020&sourcekey=0
Total | Residential Equipment: Equipment Stock: Main Space Heaters: Total: Reference case | 30-AEO2020.13.ref2020-d112119a | millions | 116.9929 | 100% | 101.1478 | https://www.eia.gov/outlooks/aeo/data/browser/#/?id=30-AEO2020&cases=ref2020&sourcekey=0
Space Cooling (million units) |  | 30-AEO2020.15. |  |  |  |  | https://www.eia.gov/outlooks/aeo/data/browser/#/?id=30-AEO2020&cases=ref2020&sourcekey=0
Electric Heat Pumps | Residential Equipment: Equipment Stock: Space Cooling: Electric Heat Pumps: Reference case | 30-AEO2020.16.ref2020-d112119a | millions | 12.1601 | 9.239% | 9.377% | https://www.eia.gov/outlooks/aeo/data/browser/#/?id=30-AEO2020&cases=ref2020&sourcekey=0
Natural Gas Heat Pumps | Residential Equipment: Equipment Stock: Space Cooling: Natural Gas Heat Pumps: Reference case | 30-AEO2020.17.ref2020-d112119a | millions | 1.2967 | 0.9852% |  | https://www.eia.gov/outlooks/aeo/data/browser/#/?id=30-AEO2020&cases=ref2020&sourcekey=0
Geothermal Heat Pumps | Residential Equipment: Equipment Stock: Space Cooling: Geothermal Heat Pumps: Reference case | 30-AEO2020.18.ref2020-d112119a | millions | 0.62971 | 0.4785% |  | https://www.eia.gov/outlooks/aeo/data/browser/#/?id=30-AEO2020&cases=ref2020&sourcekey=0
Central Air Conditioners | Residential Equipment: Equipment Stock: Space Cooling: Central Air Conditioners: Reference case | 30-AEO2020.19.ref2020-d112119a | millions | 60.2956 | 45.81% | 46.49% | https://www.eia.gov/outlooks/aeo/data/browser/#/?id=30-AEO2020&cases=ref2020&sourcekey=0
Room Air Conditioners | Residential Equipment: Equipment Stock: Space Cooling: Room Air Conditioners: Reference case | 30-AEO2020.20.ref2020-d112119a | millions | 57.2293 | 43.48% | 44.13% | https://www.eia.gov/outlooks/aeo/data/browser/#/?id=30-AEO2020&cases=ref2020&sourcekey=0
Total | Residential Equipment: Equipment Stock: Space Cooling: Total: Reference case | 30-AEO2020.21.ref2020-d112119a | millions | 131.6114 | 100% | 129.685 | https://www.eia.gov/outlooks/aeo/data/browser/#/?id=30-AEO2020&cases=ref2020&sourcekey=0
Water Heaters (million units) |  | 30-AEO2020.23. |  |  |  |  | https://www.eia.gov/outlooks/aeo/data/browser/#/?id=30-AEO2020&cases=ref2020&sourcekey=0
Electric | Residential Equipment: Equipment Stock: Water Heaters: Electric: Reference case | 30-AEO2020.24.ref2020-d112119a | millions | 57.7769 | 46.21% | 49.41% | https://www.eia.gov/outlooks/aeo/data/browser/#/?id=30-AEO2020&cases=ref2020&sourcekey=0
Natural Gas | Residential Equipment: Equipment Stock: Water Heaters: Natural Gas: Reference case | 30-AEO2020.25.ref2020-d112119a | millions | 59.1478 | 47.31% | 50.59% | https://www.eia.gov/outlooks/aeo/data/browser/#/?id=30-AEO2020&cases=ref2020&sourcekey=0
Distillate Fuel Oil | Residential Equipment: Equipment Stock: Water Heaters: Distillate Fuel Oil: Reference case | 30-AEO2020.26.ref2020-d112119a | millions | 2.6673 | 2.133% |  | https://www.eia.gov/outlooks/aeo/data/browser/#/?id=30-AEO2020&cases=ref2020&sourcekey=0
Propane | Residential Equipment: Equipment Stock: Water Heaters: Propane: Reference case | 30-AEO2020.27.ref2020-d112119a | millions | 4.0544 | 3.243% |  | https://www.eia.gov/outlooks/aeo/data/browser/#/?id=30-AEO2020&cases=ref2020&sourcekey=0
Solar Thermal | Residential Equipment: Equipment Stock: Water Heaters: Solar Thermal: Reference case | 30-AEO2020.28.ref2020-d112119a | millions | 1.3857 | 1.108% |  | https://www.eia.gov/outlooks/aeo/data/browser/#/?id=30-AEO2020&cases=ref2020&sourcekey=0
Total | Residential Equipment: Equipment Stock: Water Heaters: Total: Reference case | 30-AEO2020.29.ref2020-d112119a | millions | 125.0322 | 100% | 116.9248 | https://www.eia.gov/outlooks/aeo/data/browser/#/?id=30-AEO2020&cases=ref2020&sourcekey=0
Cooking Equipment (million units) |  | 30-AEO2020.31. |  |  |  |  | https://www.eia.gov/outlooks/aeo/data/browser/#/?id=30-AEO2020&cases=ref2020&sourcekey=0
Electric | Residential Equipment: Equipment Stock: Cooking Equipment: Electric: Reference case | 30-AEO2020.32.ref2020-d112119a | millions | 94.6972 | 63.66% |  | https://www.eia.gov/outlooks/aeo/data/browser/#/?id=30-AEO2020&cases=ref2020&sourcekey=0
Natural Gas | Residential Equipment: Equipment Stock: Cooking Equipment: Natural Gas: Reference case | 30-AEO2020.33.ref2020-d112119a | millions | 47.0285 | 31.61% | 100% | https://www.eia.gov/outlooks/aeo/data/browser/#/?id=30-AEO2020&cases=ref2020&sourcekey=0
Propane | Residential Equipment: Equipment Stock: Cooking Equipment: Propane: Reference case | 30-AEO2020.34.ref2020-d112119a | millions | 7.0283 | 4.725% |  | https://www.eia.gov/outlooks/aeo/data/browser/#/?id=30-AEO2020&cases=ref2020&sourcekey=0
Total | Residential Equipment: Equipment Stock: Cooking Equipment: Total: Reference case | 30-AEO2020.35.ref2020-d112119a | millions | 148.7541 | 100% |  | https://www.eia.gov/outlooks/aeo/data/browser/#/?id=30-AEO2020&cases=ref2020&sourcekey=0
Clothes Dryers (million units) |  | 30-AEO2020.37. |  |  |  |  | https://www.eia.gov/outlooks/aeo/data/browser/#/?id=30-AEO2020&cases=ref2020&sourcekey=0
Electric | Residential Equipment: Equipment Stock: Clothes Dryers: Electric: Reference case | 30-AEO2020.38.ref2020-d112119a | millions | 80.303 | 80.99% | 80.99% | https://www.eia.gov/outlooks/aeo/data/browser/#/?id=30-AEO2020&cases=ref2020&sourcekey=0
Natural Gas | Residential Equipment: Equipment Stock: Clothes Dryers: Natural Gas: Reference case | 30-AEO2020.39.ref2020-d112119a | millions | 18.8483 | 19.01% | 19.01% | https://www.eia.gov/outlooks/aeo/data/browser/#/?id=30-AEO2020&cases=ref2020&sourcekey=0
Total | Residential Equipment: Equipment Stock: Clothes Dryers: Total: Reference case | 30-AEO2020.40.ref2020-d112119a | millions | 99.1513 | 100% | 99.1513 | https://www.eia.gov/outlooks/aeo/data/browser/#/?id=30-AEO2020&cases=ref2020&sourcekey=0
Other Appliances (million units) |  | 30-AEO2020.42. |  |  |  |  | https://www.eia.gov/outlooks/aeo/data/browser/#/?id=30-AEO2020&cases=ref2020&sourcekey=0
Refrigerators | Residential Equipment: Equipment Stock: Other Appliances: Refrigerators: Reference case | 30-AEO2020.43.ref2020-d112119a | millions | 165.0285 |  |  | https://www.eia.gov/outlooks/aeo/data/browser/#/?id=30-AEO2020&cases=ref2020&sourcekey=0
Freezers | Residential Equipment: Equipment Stock: Other Appliances: Freezers: Reference case | 30-AEO2020.44.ref2020-d112119a | millions | 43.5446 |  |  | https://www.eia.gov/outlooks/aeo/data/browser/#/?id=30-AEO2020&cases=ref2020&sourcekey=0

## Cost Breakdowns
Sector |  | Percent of cost |  |  | ISIC Mapping | Notes
|  | Urban-Residential | Rural-Residential | Commercial
Heating | Equipment | 54.56% | 54.56% | 70.4% | ISIC 28
Heating | Labor | 45.44% | 45.44% | 29.6% | ISIC 41T43
Cooling | Equipment | 76.2% | 76.2% | 57.98% | ISIC 28
Cooling | Labor | 23.8% | 23.8% | 42.02% | ISIC 41T43
Lighting | Equipment | 100% | 100% | 40.77% | ISIC 27
Lighting | Labor | 0% | 0% | 59.23% | ISIC 41T43
Appliances | Equipment | 75.42% | 75.42% | 75.44% | ISIC 27
Appliances | Labor | 24.58% | 24.58% | 24.56% | ISIC 41T43
Other | Equipment | 75.42% | 75.42% | 75.44% | ISIC 27 | We use the same breakdown as for appliances for
Other | Labor | 24.58% | 24.58% | 24.56% | ISIC 41T43 | the other equipment category

## SoBCaICbIC-urbanresidential
Unit: dimensionless (%) | ISIC 01T03 | ISIC 05 | ISIC 06 | ISIC 07T08 | ISIC 09 | ISIC 10T12 | ISIC 13T15 | ISIC 16 | ISIC 17T18 | ISIC 19 | ISIC 20 | ISIC 21 | ISIC 22 | ISIC 23 | ISIC 24 | ISIC 25 | ISIC 26 | ISIC 27 | ISIC 28 | ISIC 29 | ISIC 30 | ISIC 31T33 | ISIC 35T39 | ISIC 41T43 | ISIC 45T47 | ISIC 49T53 | ISIC 55T56 | ISIC 58T60 | ISIC 61 | ISIC 62T63 | ISIC 64T66 | ISIC 68 | ISIC 69T82 | ISIC 84 | ISIC 85 | ISIC 86T88 | ISIC 90T96 | ISIC 97T98
Heating | 0 | 0 | 0 | 0 | 0 | 0 | 0 | 0 | 0 | 0 | 0 | 0 | 0 | 0 | 0 | 0 | 0 | 0 | 0.54558 | 0 | 0 | 0 | 0 | 0.45442 | 0 | 0 | 0 | 0 | 0 | 0 | 0 | 0 | 0 | 0 | 0 | 0 | 0 | 0
Cooling | 0 | 0 | 0 | 0 | 0 | 0 | 0 | 0 | 0 | 0 | 0 | 0 | 0 | 0 | 0 | 0 | 0 | 0 | 0.762 | 0 | 0 | 0 | 0 | 0.238 | 0 | 0 | 0 | 0 | 0 | 0 | 0 | 0 | 0 | 0 | 0 | 0 | 0 | 0
Envelope | 0 | 0 | 0 | 0 | 0 | 0 | 0 | 0 | 0 | 0 | 0 | 0 | 0 | 0 | 0 | 0 | 0 | 0 | 0 | 0 | 0 | 0 | 0 | 0 | 0 | 0 | 0 | 0 | 0 | 0 | 0 | 0 | 0 | 0 | 0 | 0 | 0 | 0
Lighting | 0 | 0 | 0 | 0 | 0 | 0 | 0 | 0 | 0 | 0 | 0 | 0 | 0 | 0 | 0 | 0 | 0 | 1 | 0 | 0 | 0 | 0 | 0 | 0 | 0 | 0 | 0 | 0 | 0 | 0 | 0 | 0 | 0 | 0 | 0 | 0 | 0 | 0
Appliances | 0 | 0 | 0 | 0 | 0 | 0 | 0 | 0 | 0 | 0 | 0 | 0 | 0 | 0 | 0 | 0 | 0 | 0.7542 | 0 | 0 | 0 | 0 | 0 | 0.2458 | 0 | 0 | 0 | 0 | 0 | 0 | 0 | 0 | 0 | 0 | 0 | 0 | 0 | 0
Other | 0 | 0 | 0 | 0 | 0 | 0 | 0 | 0 | 0 | 0 | 0 | 0 | 0 | 0 | 0 | 0 | 0 | 0.7542 | 0 | 0 | 0 | 0 | 0 | 0.2458 | 0 | 0 | 0 | 0 | 0 | 0 | 0 | 0 | 0 | 0 | 0 | 0 | 0 | 0

## SoBCaICbIC-ruralresidential
Unit: dimensionless (%) | ISIC 01T03 | ISIC 05 | ISIC 06 | ISIC 07T08 | ISIC 09 | ISIC 10T12 | ISIC 13T15 | ISIC 16 | ISIC 17T18 | ISIC 19 | ISIC 20 | ISIC 21 | ISIC 22 | ISIC 23 | ISIC 24 | ISIC 25 | ISIC 26 | ISIC 27 | ISIC 28 | ISIC 29 | ISIC 30 | ISIC 31T33 | ISIC 35T39 | ISIC 41T43 | ISIC 45T47 | ISIC 49T53 | ISIC 55T56 | ISIC 58T60 | ISIC 61 | ISIC 62T63 | ISIC 64T66 | ISIC 68 | ISIC 69T82 | ISIC 84 | ISIC 85 | ISIC 86T88 | ISIC 90T96 | ISIC 97T98
Heating | 0 | 0 | 0 | 0 | 0 | 0 | 0 | 0 | 0 | 0 | 0 | 0 | 0 | 0 | 0 | 0 | 0 | 0 | 0.54558 | 0 | 0 | 0 | 0 | 0.45442 | 0 | 0 | 0 | 0 | 0 | 0 | 0 | 0 | 0 | 0 | 0 | 0 | 0 | 0
Cooling | 0 | 0 | 0 | 0 | 0 | 0 | 0 | 0 | 0 | 0 | 0 | 0 | 0 | 0 | 0 | 0 | 0 | 0 | 0.762 | 0 | 0 | 0 | 0 | 0.238 | 0 | 0 | 0 | 0 | 0 | 0 | 0 | 0 | 0 | 0 | 0 | 0 | 0 | 0
Envelope | 0 | 0 | 0 | 0 | 0 | 0 | 0 | 0 | 0 | 0 | 0 | 0 | 0 | 0 | 0 | 0 | 0 | 0 | 0 | 0 | 0 | 0 | 0 | 0 | 0 | 0 | 0 | 0 | 0 | 0 | 0 | 0 | 0 | 0 | 0 | 0 | 0 | 0
Lighting | 0 | 0 | 0 | 0 | 0 | 0 | 0 | 0 | 0 | 0 | 0 | 0 | 0 | 0 | 0 | 0 | 0 | 1 | 0 | 0 | 0 | 0 | 0 | 0 | 0 | 0 | 0 | 0 | 0 | 0 | 0 | 0 | 0 | 0 | 0 | 0 | 0 | 0
Appliances | 0 | 0 | 0 | 0 | 0 | 0 | 0 | 0 | 0 | 0 | 0 | 0 | 0 | 0 | 0 | 0 | 0 | 0.7542 | 0 | 0 | 0 | 0 | 0 | 0.2458 | 0 | 0 | 0 | 0 | 0 | 0 | 0 | 0 | 0 | 0 | 0 | 0 | 0 | 0
Other | 0 | 0 | 0 | 0 | 0 | 0 | 0 | 0 | 0 | 0 | 0 | 0 | 0 | 0 | 0 | 0 | 0 | 0.7542 | 0 | 0 | 0 | 0 | 0 | 0.2458 | 0 | 0 | 0 | 0 | 0 | 0 | 0 | 0 | 0 | 0 | 0 | 0 | 0 | 0

## SoBCaICbIC-commercial
Unit: dimensionless (%) | ISIC 01T03 | ISIC 05 | ISIC 06 | ISIC 07T08 | ISIC 09 | ISIC 10T12 | ISIC 13T15 | ISIC 16 | ISIC 17T18 | ISIC 19 | ISIC 20 | ISIC 21 | ISIC 22 | ISIC 23 | ISIC 24 | ISIC 25 | ISIC 26 | ISIC 27 | ISIC 28 | ISIC 29 | ISIC 30 | ISIC 31T33 | ISIC 35T39 | ISIC 41T43 | ISIC 45T47 | ISIC 49T53 | ISIC 55T56 | ISIC 58T60 | ISIC 61 | ISIC 62T63 | ISIC 64T66 | ISIC 68 | ISIC 69T82 | ISIC 84 | ISIC 85 | ISIC 86T88 | ISIC 90T96 | ISIC 97T98
Heating | 0 | 0 | 0 | 0 | 0 | 0 | 0 | 0 | 0 | 0 | 0 | 0 | 0 | 0 | 0 | 0 | 0 | 0 | 0.70399 | 0 | 0 | 0 | 0 | 0.29601 | 0 | 0 | 0 | 0 | 0 | 0 | 0 | 0 | 0 | 0 | 0 | 0 | 0 | 0
Cooling | 0 | 0 | 0 | 0 | 0 | 0 | 0 | 0 | 0 | 0 | 0 | 0 | 0 | 0 | 0 | 0 | 0 | 0 | 0.57983 | 0 | 0 | 0 | 0 | 0.42017 | 0 | 0 | 0 | 0 | 0 | 0 | 0 | 0 | 0 | 0 | 0 | 0 | 0 | 0
Envelope | 0 | 0 | 0 | 0 | 0 | 0 | 0 | 0 | 0 | 0 | 0 | 0 | 0 | 0 | 0 | 0 | 0 | 0 | 0 | 0 | 0 | 0 | 0 | 0 | 0 | 0 | 0 | 0 | 0 | 0 | 0 | 0 | 0 | 0 | 0 | 0 | 0 | 0
Lighting | 0 | 0 | 0 | 0 | 0 | 0 | 0 | 0 | 0 | 0 | 0 | 0 | 0 | 0 | 0 | 0 | 0 | 0.40767 | 0 | 0 | 0 | 0 | 0 | 0.59233 | 0 | 0 | 0 | 0 | 0 | 0 | 0 | 0 | 0 | 0 | 0 | 0 | 0 | 0
Appliances | 0 | 0 | 0 | 0 | 0 | 0 | 0 | 0 | 0 | 0 | 0 | 0 | 0 | 0 | 0 | 0 | 0 | 0.7544 | 0 | 0 | 0 | 0 | 0 | 0.2456 | 0 | 0 | 0 | 0 | 0 | 0 | 0 | 0 | 0 | 0 | 0 | 0 | 0 | 0
Other | 0 | 0 | 0 | 0 | 0 | 0 | 0 | 0 | 0 | 0 | 0 | 0 | 0 | 0 | 0 | 0 | 0 | 0.7544 | 0 | 0 | 0 | 0 | 0 | 0.2456 | 0 | 0 | 0 | 0 | 0 | 0 | 0 | 0 | 0 | 0 | 0 | 0 | 0 | 0

## TableB39 (hidden)
Release date: April 2015 Revised date: May 2016
Table B39. Heating equipment, floorspace, 2012
Total floorspace (million square feet)
| All buildings | Buildings with space heating | Heating equipment (more than one may apply)
| All buildings |  | Heat pumps | Furnaces | Indiv- idual space heaters | District heat | Boilers | Pack- aged heating units | Other
All buildings | 87093 | 80078 | 11846 | 8654 | 20766 | 5925 | 22443 | 49188 | 1574
Building floorspace (square feet)
1,001 to 5,000 | 8041 | 6699 | 868 | 1091 | 1747 | Q | 400 | 3809 | Q
5,001 to 10,000 | 8900 | 7590 | 1038 | 1416 | 2025 | Q | 734 | 4622 | Q
10,001 to 25,000 | 14105 | 12744 | 1477 | 2233 | 3115 | Q | 2008 | 8246 | Q
25,001 to 50,000 | 11917 | 10911 | 1642 | 1439 | 3021 | 213 | 2707 | 7237 | Q
50,001 to 100,000 | 13918 | 13114 | 2664 | 1042 | 2763 | 704 | 4938 | 8489 | 541
100,001 to 200,000 | 12415 | 11941 | 1549 | 683 | 2915 | 1313 | 4258 | 7569 | Q
200,001 to 500,000 | 10724 | 10348 | 1527 | 466 | 2970 | 1553 | 4970 | 5991 | Q
Over 500,000 | 7074 | 6730 | 1080 | 284 | 2211 | 1974 | 2430 | 3225 | Q
Principal building activity
Education | 12239 | 12099 | 2209 | 564 | 1750 | 1155 | 6637 | 6107 | Q
Food sales | 1252 | 1196 | Q | Q | 336 | N | Q | 944 | Q
Food service | 1819 | 1762 | 146 | 266 | 256 | Q | 145 | 1296 | Q
Health care | 4155 | 4109 | 739 | 258 | 967 | 671 | 2285 | 2085 | Q
Inpatient | 2374 | 2354 | 506 | 124 | 501 | 563 | 1698 | 1073 | Q
Outpatient | 1781 | 1754 | 233 | 133 | 466 | Q | 588 | 1012 | N
Lodging | 5826 | 5696 | 1259 | 638 | 2168 | 621 | 2105 | 2561 | Q
Mercantile | 11330 | 10794 | 1419 | 1423 | 2568 | Q | 1138 | 9434 | 872
Retail (other than mall) | 5439 | 5088 | 441 | 590 | 1007 | Q | 312 | 3964 | Q
Enclosed and strip malls | 5890 | 5706 | 978 | 832 | 1561 | Q | 826 | 5470 | 860
Office | 15952 | 15753 | 2667 | 1691 | 3727 | 1794 | 4650 | 8407 | Q
Public assembly | 5559 | 5323 | 727 | 582 | 1560 | 888 | 1621 | 3016 | Q
Public order and safety | 1440 | 1391 | Q | Q | 253 | Q | 466 | 601 | Q
Religious worship | 4557 | 4511 | 581 | 927 | 859 | N | 1359 | 2801 | Q
Service | 4630 | 4157 | 356 | 497 | 1919 | Q | 433 | 2498 | Q
Warehouse and storage | 13077 | 9987 | 1138 | 1294 | 3480 | Q | 841 | 7297 | Q
Other | 2002 | 1886 | Q | Q | 737 | Q | 408 | 1257 | Q
Vacant | 3256 | 1415 | Q | Q | Q | Q | 296 | 886 | Q
Year constructed
Before 1920 | 3983 | 3583 | 371 | 524 | 1442 | 523 | 1221 | 1380 | Q
1920 to 1945 | 6025 | 5527 | 744 | 393 | 1717 | 888 | 2016 | 2589 | Q
1946 to 1959 | 7381 | 6895 | 907 | 685 | 2277 | 446 | 2659 | 3715 | Q
1960 to 1969 | 10362 | 9730 | 1295 | 1168 | 2586 | 1002 | 3506 | 5670 | Q
1970 to 1979 | 10846 | 10045 | 1198 | 1345 | 2923 | 930 | 2763 | 6156 | Q
1980 to 1989 | 15230 | 13723 | 2386 | 1763 | 3424 | 446 | 2973 | 9037 | Q
1990 to 1999 | 13803 | 12389 | 2136 | 1266 | 2996 | 642 | 2970 | 8544 | 397
2000 to 2003 | 7215 | 6707 | 808 | 551 | 1292 | Q | 1636 | 4281 | Q
2004 to 2007 | 6524 | 5972 | 1174 | 516 | 1160 | Q | 1395 | 4076 | Q
2008 to 2012 | 5723 | 5505 | 826 | 442 | 948 | Q | 1303 | 3741 | Q
Census region and division
Northeast | 15534 | 15053 | 1397 | 1244 | 4918 | 1981 | 6447 | 7186 | Q
New England | 4302 | 4090 | 400 | 323 | 1529 | Q | 1823 | 1769 | Q
Middle Atlantic | 11232 | 10963 | 998 | 922 | 3389 | 1628 | 4624 | 5417 | Q
Midwest | 18919 | 18055 | 1068 | 2511 | 5735 | 906 | 6666 | 10894 | 370
East North Central | 12742 | 12240 | 632 | 1756 | 3668 | 574 | 5083 | 7347 | Q
West North Central | 6178 | 5815 | 436 | 755 | 2066 | 332 | 1583 | 3547 | Q
South | 34279 | 30499 | 6927 | 3363 | 6519 | 2171 | 5784 | 20049 | 550
South Atlantic | 17981 | 15883 | 4909 | 1234 | 3328 | 1148 | 3247 | 10168 | Q
East South Central | 4904 | 4692 | 844 | 530 | 1295 | Q | 1077 | 3136 | Q
West South Central | 11394 | 9923 | 1174 | 1599 | 1896 | 637 | 1460 | 6745 | Q
West | 18360 | 16471 | 2453 | 1536 | 3594 | 867 | 3545 | 11059 | 339
Mountain | 4981 | 4704 | 498 | 554 | 1197 | 482 | 1150 | 2967 | Q
Pacific | 13379 | 11767 | 1955 | 983 | 2397 | 385 | 2395 | 8092 | 242
Climate region1
Very cold/Cold | 31898 | 30469 | 2150 | 3558 | 10128 | 1926 | 11556 | 17640 | 824
Mixed-humid | 27873 | 26716 | 6182 | 3009 | 6697 | 3002 | 7029 | 15485 | 487
Mixed-dry/Hot-dry | 12037 | 10484 | 1669 | 995 | 1703 | Q | 1777 | 7351 | Q
Hot-humid | 12831 | 10090 | 1387 | 937 | 1607 | 362 | 1499 | 7217 | Q
Marine | 2454 | 2319 | 458 | Q | 631 | Q | 581 | 1495 | Q
Number of floors
One | 39809 | 34513 | 4642 | 4356 | 8857 | Q | 4257 | 24999 | 1127
Two | 20206 | 19411 | 2844 | 2518 | 4987 | Q | 5762 | 13422 | 297
Three | 8140 | 7896 | 1229 | 857 | 2150 | 544 | 3667 | 3918 | Q
Four to nine | 13535 | 12992 | 2089 | 826 | 3398 | 2791 | 6521 | 5180 | Q
Ten or more | 5404 | 5265 | 1041 | Q | 1374 | 1900 | 2236 | 1669 | Q
Number of workers (main shift)
Fewer than 5 | 17751 | 12931 | 1366 | 1921 | 3710 | Q | 1908 | 6967 | Q
5 to 9 | 8973 | 8492 | 1230 | 1264 | 2274 | Q | 982 | 5320 | Q
10 to 19 | 9623 | 8970 | 1234 | 1758 | 2219 | Q | 1219 | 6041 | Q
20 to 49 | 14514 | 14126 | 2268 | 1678 | 3752 | 623 | 3764 | 9817 | 448
50 to 99 | 13476 | 13184 | 2409 | 1278 | 3323 | 669 | 4610 | 9055 | Q
100 to 249 | 10941 | 10805 | 1490 | 387 | 2390 | 1096 | 4938 | 6596 | 422
250 or more | 11815 | 11570 | 1849 | 367 | 3097 | 3053 | 5021 | 5393 | Q
Weekly operating hours
Fewer than 40 | 8220 | 5763 | 617 | 980 | 1222 | Q | 1180 | 3012 | Q
40 to 48 | 15828 | 14867 | 2230 | 2020 | 3696 | 403 | 3907 | 8633 | Q
49 to 60 | 20529 | 19365 | 3183 | 2268 | 4971 | 1099 | 5496 | 11950 | Q
61 to 84 | 15867 | 15148 | 2427 | 1262 | 3999 | 828 | 3993 | 10640 | 443
85 to 167 | 9395 | 8711 | 724 | 878 | 2183 | 631 | 2266 | 6372 | 364
Open continuously | 17253 | 16224 | 2666 | 1246 | 4696 | 2792 | 5601 | 8582 | Q
Ownership and occupancy
Nongovernment owned | 67550 | 61341 | 8500 | 7472 | 16206 | 3119 | 13405 | 40336 | 1316
Owner occupied | 30637 | 28745 | 3841 | 3629 | 7363 | 1825 | 6663 | 17635 | 214
Leased to tenant(s) | 26115 | 23766 | 3022 | 2880 | 6507 | 730 | 4091 | 17239 | 1021
Owner occupied and leased | 8873 | 8328 | 1597 | 900 | 2284 | 557 | 2590 | 5102 | Q
Unoccupied | 1925 | 502 | Q | Q | Q | Q | Q | 360 | Q
Government owned | 19543 | 18736 | 3346 | 1182 | 4561 | 2807 | 9038 | 8852 | Q
Federal | 1573 | 1557 | 212 | Q | 558 | 697 | 471 | 495 | Q
State | 5539 | 5411 | 636 | 378 | 1375 | 1526 | 2305 | 2213 | Q
Local | 12431 | 11768 | 2497 | 753 | 2628 | 584 | 6263 | 6144 | Q
Party responsible for operation and maintenance of energy systems
Building owner | 73702 | 67644 | 10210 | 7076 | 17425 | 5737 | 20588 | 39517 | 1008
Business owner or tenant | 11309 | 10534 | 1240 | 1325 | 2895 | Q | 1363 | 8598 | 549
Property management | 1250 | 1073 | Q | Q | 227 | Q | 273 | 652 | Q
Other | 832 | 826 | Q | Q | Q | Q | 219 | 422 | N
Provider of direct input on energy-related equipment purchases
Building owner | 76271 | 70099 | 10579 | 7554 | 17932 | 5694 | 20908 | 41565 | 1041
Business owner or tenant | 8256 | 7685 | 800 | 812 | 2297 | Q | 1058 | 6096 | 366
Property management | 880 | 722 | Q | Q | 201 | Q | Q | 469 | Q
Other | 1686 | 1571 | 369 | Q | 337 | Q | 301 | 1058 | Q
Campus or complex activity
Not part of a campus or complex | 52275 | 48779 | 6741 | 5649 | 12576 | 960 | 13400 | 32001 | 828
Primary or secondary school | 4616 | 4486 | 986 | 344 | 647 | Q | 1979 | 2868 | Q
College or university | 4068 | 4008 | 379 | Q | 574 | 2185 | 1163 | 758 | Q
Office complex | 3456 | 3377 | 681 | 208 | 699 | Q | 894 | 1754 | Q
Retail complex | 5159 | 4805 | 675 | 668 | 1508 | N | 516 | 4330 | 598
Storage complex | 3212 | 1285 | Q | Q | 560 | N | Q | 691 | N
Religious campus or complex | 1932 | 1896 | 207 | 308 | 242 | Q | 565 | 1152 | N
Health care complex | 3362 | 3296 | 592 | 250 | 882 | 968 | 1668 | 1509 | Q
Lodging or resort complex | 1295 | 1181 | 255 | Q | 456 | Q | 350 | 383 | N
Transportation complex | 554 | 496 | Q | Q | 282 | Q | Q | 233 | N
Government complex | 2107 | 1992 | 259 | Q | 872 | 720 | 715 | 711 | Q
Other | 5057 | 4478 | 876 | 769 | 1468 | Q | 915 | 2799 | Q
Renovations in buildings constructed before 2008 (more than one may apply)
Any type of renovation | 42216 | 40692 | 6295 | 4399 | 12371 | 3964 | 13377 | 25179 | 783
Addition or annex | 13022 | 12822 | 2127 | 1526 | 3745 | 1254 | 5423 | 8320 | Q
Reduction in floorspace | 1753 | 1659 | 303 | Q | 519 | Q | 381 | 991 | Q
Roof replacement | 20917 | 20344 | 3033 | 2181 | 6534 | 2010 | 8067 | 12038 | 381
Exterior wall replacement | 4230 | 4136 | 751 | 466 | 1361 | 353 | 1463 | 2706 | Q
Interior wall reconfiguration | 21340 | 20750 | 3207 | 2233 | 6598 | 2571 | 6940 | 13025 | 313
Window replacement | 12265 | 12011 | 1850 | 1377 | 3770 | 1431 | 4758 | 6742 | Q
HVAC equipment upgrade | 26779 | 26066 | 4440 | 3075 | 8259 | 2986 | 9286 | 16158 | 499
Lighting upgrade | 25503 | 24896 | 3933 | 2514 | 8132 | 3037 | 8908 | 15008 | 492
Electrical upgrade | 16160 | 15661 | 2772 | 1773 | 5398 | 2032 | 5693 | 9467 | Q
Plumbing system upgrade | 13828 | 13537 | 2344 | 1500 | 4666 | 1724 | 4987 | 8052 | Q
Insulation upgrade | 7607 | 7371 | 1450 | 1172 | 2509 | 1070 | 2421 | 4417 | Q
Fire, safety, or security upgrade | 17196 | 16676 | 3139 | 1736 | 5566 | 2073 | 6630 | 9806 | Q
Structural upgrade | 3913 | 3864 | 836 | 449 | 1043 | 697 | 1208 | 2317 | Q
Other | 848 | 751 | Q | Q | 411 | Q | Q | 388 | Q
No renovations | 39154 | 33880 | 4725 | 3813 | 7447 | 1770 | 7763 | 20268 | 723
Buildings constructed 2008 or later | 5723 | 5505 | 826 | 442 | 948 | Q | 1303 | 3741 | Q
Energy sources (more than one may apply)
Electricity | 84869 | 80053 | 11846 | 8654 | 20751 | 5925 | 22438 | 49188 | 1570
Natural gas | 58725 | 58129 | 7560 | 7046 | 15808 | 2833 | 20019 | 37569 | 1194
Fuel oil | 20200 | 19670 | 3047 | 870 | 5874 | 3088 | 9340 | 9580 | Q
District heat | 5964 | 5962 | 556 | Q | 1354 | 5925 | Q | 742 | Q
District chilled water | 4608 | 4561 | 325 | Q | 888 | 3718 | 582 | 756 | Q
Propane | 7706 | 7332 | 884 | 757 | 2742 | Q | 1772 | 4689 | 277
Other | 3826 | 3826 | 544 | 429 | 1353 | 335 | 1411 | 2348 | Q
Space-heating energy sources (more than one may apply)
Electricity | 49030 | 49030 | 11482 | 5040 | 16235 | 1869 | 10721 | 35389 | 1352
Natural gas | 49511 | 49511 | 5928 | 6837 | 13893 | 350 | 18893 | 32966 | 1094
Fuel oil | 4351 | 4351 | 527 | 183 | 1648 | Q | 2556 | 1746 | Q
District heat | 5925 | 5925 | 556 | Q | 1334 | 5925 | Q | 725 | Q
Propane | 3067 | 3067 | 385 | 481 | 1217 | Q | 565 | 1963 | Q
Other | 1010 | 1010 | Q | Q | 590 | Q | Q | 411 | Q
Primary space-heating energy source
Electricity | 26205 | 26205 | 7215 | 2270 | 6035 | Q | 2982 | 18523 | 447
Natural gas | 42988 | 42988 | 3792 | 5778 | 11482 | Q | 17437 | 27826 | 873
Fuel oil | 2542 | 2542 | Q | Q | 1008 | Q | 1504 | 757 | Q
District heat | 5797 | 5797 | 464 | Q | 1271 | 5797 | Q | 650 | Q
Propane | 1948 | 1948 | Q | 405 | 666 | N | 276 | 1193 | Q
Other | 598 | 598 | Q | Q | 305 | N | Q | Q | Q
Energy end uses (more than one may apply)
Buildings with space heating | 80078 | 80078 | 11846 | 8654 | 20766 | 5925 | 22443 | 49188 | 1574
Buildings with cooling | 79294 | 76834 | 11772 | 8514 | 19159 | 5864 | 21579 | 48053 | 1534
Buildings with water heating | 79015 | 76584 | 11576 | 8420 | 19548 | 5783 | 22020 | 47297 | 1532
Buildings with cooking | 38546 | 37771 | 6592 | 4005 | 9590 | 3116 | 14847 | 23131 | 1306
Buildings with manufacturing | 5078 | 4790 | 596 | 671 | 2219 | Q | 795 | 3538 | Q
Buildings with electricity generation | 25642 | 25155 | 4035 | 1414 | 6857 | 3710 | 11356 | 13943 | 626
Percent of floorspace heated
Not heated | 7015 | N | N | N | N | N | N | N | N
1 to 50 | 10130 | 10130 | 1390 | 931 | 2964 | Q | 1016 | 6769 | Q
51 to 99 | 14650 | 14650 | 2531 | 1628 | 4499 | 1126 | 4532 | 9295 | 550
100 | 55298 | 55298 | 7925 | 6095 | 13303 | 4683 | 16895 | 33125 | 980
Heating equipment (more than one may apply)
Heat pumps | 11846 | 11846 | 11846 | 1347 | 2961 | 556 | 3225 | 5597 | Q
Furnaces | 8654 | 8654 | 1347 | 8654 | 2865 | Q | 1053 | 4165 | Q
Individual space heaters | 20766 | 20766 | 2961 | 2865 | 20766 | 1334 | 5203 | 11474 | 667
District heat | 5925 | 5925 | 556 | Q | 1334 | 5925 | Q | 725 | Q
Boilers | 22443 | 22443 | 3225 | 1053 | 5203 | Q | 22443 | 8817 | Q
Packaged heating units | 49188 | 49188 | 5597 | 4165 | 11474 | 725 | 8817 | 49188 | 1147
Other | 1574 | 1574 | Q | Q | 667 | Q | Q | 1147 | 1574
Cooling equipment (more than one may apply)
Residential-type central air conditioners | 14765 | 14158 | 1516 | 4906 | 3884 | Q | 2073 | 8975 | 356
Heat pumps | 12538 | 12464 | 10037 | 1365 | 3016 | 556 | 3179 | 6851 | Q
Individual air conditioners | 12420 | 11953 | 2015 | 1318 | 6038 | 902 | 5083 | 6096 | Q
District chilled water | 4608 | 4561 | 325 | Q | 888 | 3718 | 582 | 756 | Q
Central chillers | 17041 | 16685 | 2333 | 579 | 4128 | 1948 | 11683 | 7259 | Q
Packaged air conditioning units | 45153 | 43820 | 5282 | 4004 | 11336 | 2056 | 11510 | 35944 | 1228
Swamp coolers | 1918 | 1879 | 379 | Q | 713 | Q | 486 | 1416 | Q
Other | 328 | 328 | Q | Q | Q | Q | Q | Q | N
Main equipment replaced since 1990 (more than one may apply)
Heating | 27558 | 27558 | 4825 | 3745 | 8591 | Q | 8332 | 17733 | 461
Cooling | 30702 | 29713 | 5199 | 4192 | 9048 | 1231 | 9016 | 18452 | 510
HVAC conservation features (more than one may apply)
Economizer cycle | 30749 | 30454 | 4726 | 2221 | 7496 | 4063 | 12065 | 19411 | 707
Regular HVAC maintenance | 69244 | 67518 | 10742 | 6994 | 15683 | 5591 | 20967 | 42471 | 1340
Building automation system (BAS)2 | 37051 | 36511 | 5652 | 2267 | 7757 | 4967 | 14726 | 21943 | 1047
Equipment usage reduced when building not in full use (more than one may apply)
Heating | 63167 | 63167 | 9415 | 7390 | 16076 | 4011 | 17877 | 40078 | 1334
Cooling | 62516 | 60904 | 9350 | 7194 | 15084 | 4029 | 17152 | 39291 | 1306
Lighting | 78594 | 74955 | 11191 | 8237 | 19658 | 5470 | 21363 | 45948 | 1465
1These climate regions were created by the Building America program, sponsored by the U.S. Department of Energy’s Office of Energy Efficiency and Renewable Energy (EERE). 2In earlier CBECS publications, BAS was referred to as Energy Management and Control System (EMCS). Q = Data withheld either because the Relative Standard Error (RSE) was greater than 50 percent or fewer than 20 buildings were sampled. N = No cases in reporting sample. Notes: ● Because of rounding, data may not sum to totals. ● See Guide to the 2012 CBECS Detailed Tables or CBECS Terminology for definition of terms used in these tables and/or comparison of differences with prior CBECS tables. Both references can be accessed from http://www.eia.gov/consumption/commercial/data/2012/ Source: U.S. Energy Information Administration, Office of Energy Consumption and Efficiency Statistics, Form EIA-871A of the 2012 Commercial Buildings Energy Consumption Survey.

## TableB44 (hidden)
Release date: April 2015 Revised date: May 2016
Table B44. Lighting equipment, floorspace, 2012
Total floorspace (million square feet)
| All buildings | Lit buildings | Lighting equipment (more than one may apply)
| All buildings |  | Incand- escent | Standard fluor- escent | Compact fluor- escent | High-intensity dis- charge | Halogen | LED
All buildings | 87093 | 83569 | 38406 | 80081 | 53816 | 23396 | 28059 | 22071
Building floorspace (square feet)
1,001 to 5,000 | 8041 | 7130 | 2453 | 6466 | 2815 | 373 | 944 | 348
5,001 to 10,000 | 8900 | 8152 | 2917 | 7589 | 3740 | 736 | 1487 | 714
10,001 to 25,000 | 14105 | 13250 | 4987 | 12533 | 6767 | 2175 | 2903 | 1882
25,001 to 50,000 | 11917 | 11542 | 4788 | 11063 | 6970 | 2712 | 3556 | 2252
50,001 to 100,000 | 13918 | 13564 | 6218 | 13217 | 9652 | 3766 | 4989 | 3479
100,001 to 200,000 | 12415 | 12282 | 6239 | 11745 | 9078 | 4244 | 4605 | 3919
200,001 to 500,000 | 10724 | 10634 | 6002 | 10552 | 8775 | 4981 | 5161 | 4866
Over 500,000 | 7074 | 7014 | 4803 | 6915 | 6021 | 4409 | 4413 | 4612
Principal building activity
Education | 12239 | 12239 | 5004 | 12180 | 8559 | 4376 | 3069 | 2135
Food sales | 1252 | 1252 | 443 | 1232 | 560 | Q | 271 | 323
Food service | 1819 | 1819 | 924 | 1671 | 1177 | 121 | 496 | 275
Health care | 4155 | 4155 | 2391 | 4074 | 3535 | 1448 | 1875 | 2245
Inpatient | 2374 | 2374 | 1745 | 2373 | 2260 | 1217 | 1452 | 1647
Outpatient | 1781 | 1781 | 646 | 1701 | 1275 | 231 | 423 | 598
Lodging | 5826 | 5817 | 3585 | 5409 | 5258 | 1848 | 2696 | 2024
Mercantile | 11330 | 11320 | 6646 | 10714 | 8053 | 3959 | 5925 | 5118
Retail (other than mall) | 5439 | 5430 | 1671 | 4864 | 2712 | 891 | 1608 | 1295
Enclosed and strip malls | 5890 | 5890 | 4975 | 5850 | 5341 | 3069 | 4317 | 3824
Office | 15952 | 15952 | 7541 | 15547 | 11438 | 3858 | 5598 | 5034
Public assembly | 5559 | 5527 | 3035 | 5208 | 4125 | 1922 | 2172 | 1955
Public order and safety | 1440 | 1414 | 623 | 1375 | 1086 | 404 | 416 | 360
Religious worship | 4557 | 4557 | 3015 | 4293 | 3187 | 839 | 1540 | 902
Service | 4630 | 4379 | 1026 | 4142 | 1569 | 980 | 1024 | Q
Warehouse and storage | 13077 | 12079 | 3094 | 11280 | 4040 | 2934 | 2438 | 998
Other | 2002 | 1930 | 790 | 1880 | 783 | 383 | 344 | 290
Vacant | 3256 | 1128 | 288 | 1076 | 445 | Q | Q | Q
Year constructed
Before 1920 | 3983 | 3715 | 2292 | 3280 | 2346 | 763 | 1208 | 744
1920 to 1945 | 6025 | 5774 | 2750 | 5472 | 3714 | 1337 | 1948 | 1528
1946 to 1959 | 7381 | 7087 | 3494 | 6860 | 4340 | 1785 | 2028 | 1306
1960 to 1969 | 10362 | 10061 | 4629 | 9857 | 6463 | 2525 | 2948 | 2224
1970 to 1979 | 10846 | 10354 | 5560 | 9992 | 6913 | 3311 | 3418 | 2632
1980 to 1989 | 15230 | 14688 | 6972 | 14263 | 9199 | 4591 | 5124 | 4374
1990 to 1999 | 13803 | 12856 | 5494 | 12267 | 8327 | 4127 | 4364 | 3489
2000 to 2003 | 7215 | 7100 | 2874 | 6810 | 4692 | 2072 | 2580 | 1915
2004 to 2007 | 6524 | 6378 | 2745 | 6209 | 4249 | 1770 | 2514 | 2113
2008 to 2012 | 5723 | 5556 | 1595 | 5070 | 3574 | 1116 | 1929 | 1747
Census region and division
Northeast | 15534 | 15071 | 7565 | 14473 | 10771 | 4510 | 5267 | 4752
New England | 4302 | 4062 | 2046 | 3771 | 2886 | 1161 | 1494 | 1363
Middle Atlantic | 11232 | 11009 | 5520 | 10702 | 7886 | 3349 | 3774 | 3388
Midwest | 18919 | 18190 | 9038 | 17514 | 11841 | 5357 | 6169 | 5148
East North Central | 12742 | 12323 | 6180 | 11880 | 8336 | 4102 | 4590 | 3759
West North Central | 6178 | 5867 | 2858 | 5634 | 3505 | 1255 | 1578 | 1389
South | 34279 | 32621 | 14581 | 31363 | 20042 | 9347 | 10970 | 7559
South Atlantic | 17981 | 17449 | 7828 | 16888 | 10855 | 5325 | 6161 | 4553
East South Central | 4904 | 4726 | 2468 | 4573 | 2923 | 1182 | 1349 | 1232
West South Central | 11394 | 10446 | 4286 | 9901 | 6263 | 2841 | 3459 | 1774
West | 18360 | 17687 | 7222 | 16732 | 11163 | 4182 | 5653 | 4612
Mountain | 4981 | 4677 | 2253 | 4529 | 3007 | 1314 | 1663 | 1513
Pacific | 13379 | 13010 | 4969 | 12203 | 8156 | 2868 | 3990 | 3099
Climate region1
Very cold/Cold | 31898 | 30542 | 14837 | 29315 | 20485 | 8734 | 10366 | 9156
Mixed-humid | 27873 | 27096 | 13429 | 26407 | 17410 | 8547 | 9391 | 6936
Mixed-dry/Hot-dry | 12037 | 11670 | 4139 | 11018 | 6692 | 2661 | 3257 | 2514
Hot-humid | 12831 | 11881 | 4769 | 11096 | 7285 | 3035 | 4152 | 2733
Marine | 2454 | 2381 | 1232 | 2246 | 1944 | 420 | 893 | 732
Number of floors
One | 39809 | 37113 | 13966 | 34818 | 18664 | 8474 | 9952 | 6930
Two | 20206 | 19726 | 9208 | 19068 | 12629 | 5326 | 5781 | 3905
Three | 8140 | 8055 | 3886 | 7767 | 5761 | 2239 | 2789 | 1950
Four to nine | 13535 | 13307 | 7842 | 13083 | 11610 | 4469 | 6053 | 5642
Ten or more | 5404 | 5368 | 3504 | 5344 | 5152 | 2888 | 3484 | 3645
Number of workers (main shift)
Fewer than 5 | 17751 | 14286 | 4834 | 12622 | 6162 | 1664 | 2418 | 993
5 to 9 | 8973 | 8925 | 3346 | 8446 | 4404 | 1445 | 1953 | 902
10 to 19 | 9623 | 9614 | 3753 | 9292 | 5181 | 1673 | 2355 | 1360
20 to 49 | 14514 | 14512 | 6370 | 14195 | 9078 | 3603 | 4800 | 3548
50 to 99 | 13476 | 13476 | 6902 | 13040 | 9597 | 4563 | 5243 | 4223
100 to 249 | 10941 | 10941 | 5568 | 10782 | 8461 | 4441 | 4227 | 4231
250 or more | 11815 | 11815 | 7633 | 11704 | 10933 | 6007 | 7062 | 6814
Weekly operating hours
Fewer than 40 | 8220 | 5514 | 2684 | 5037 | 2645 | 754 | 1073 | 445
40 to 48 | 15828 | 15693 | 6209 | 15156 | 7767 | 3063 | 3615 | 1876
49 to 60 | 20529 | 20401 | 7753 | 19671 | 12581 | 5227 | 5702 | 4094
61 to 84 | 15867 | 15773 | 8805 | 15372 | 11430 | 5341 | 6696 | 6080
85 to 167 | 9395 | 9336 | 4289 | 8702 | 6225 | 2726 | 3544 | 2832
Open continuously | 17253 | 16852 | 8667 | 16144 | 13169 | 6286 | 7428 | 6745
Ownership and occupancy
Nongovernment owned | 67550 | 64509 | 29885 | 61330 | 40348 | 16399 | 22488 | 17210
Owner occupied | 30637 | 29949 | 13181 | 28109 | 18432 | 6238 | 8652 | 6135
Leased to tenant(s) | 26115 | 25543 | 11650 | 24494 | 15538 | 6932 | 9504 | 7422
Owner occupied and leased | 8873 | 8778 | 5011 | 8508 | 6323 | 3190 | 4293 | 3647
Unoccupied | 1925 | 239 | Q | 219 | Q | Q | Q | Q
Government owned | 19543 | 19060 | 8522 | 18751 | 13469 | 6998 | 5571 | 4862
Federal | 1573 | 1573 | 761 | 1572 | 1288 | 804 | 949 | 798
State | 5539 | 5412 | 2581 | 5320 | 4009 | 1955 | 1716 | 1480
Local | 12431 | 12074 | 5180 | 11859 | 8171 | 4238 | 2906 | 2584
Party responsible for operation and maintenance of energy systems
Building owner | 73702 | 70469 | 31846 | 67399 | 46163 | 19310 | 22602 | 17924
Business owner or tenant | 11309 | 11045 | 5466 | 10748 | 6369 | 3351 | 4596 | 3455
Property management | 1250 | 1230 | 681 | 1127 | 841 | 462 | 628 | 502
Other | 832 | 825 | 413 | 807 | 444 | Q | Q | Q
Provider of direct input on energy-related equipment purchases
Building owner | 76271 | 72961 | 33177 | 69883 | 47361 | 19929 | 23577 | 18671
Business owner or tenant | 8256 | 8059 | 3996 | 7819 | 4871 | 2621 | 3448 | 2431
Property management | 880 | 880 | 411 | 733 | 573 | 330 | 453 | 360
Other | 1686 | 1668 | 822 | 1647 | 1012 | 517 | 581 | 609
Campus or complex activity
Not part of a campus or complex | 52275 | 50347 | 23510 | 48384 | 31219 | 12969 | 16382 | 11924
Primary or secondary school | 4616 | 4580 | 1947 | 4534 | 2857 | 1742 | 1103 | 792
College or university | 4068 | 3990 | 1216 | 3928 | 3521 | 876 | 1147 | 1197
Office complex | 3456 | 3383 | 1586 | 3281 | 2536 | 910 | 1329 | 1204
Retail complex | 5159 | 5011 | 3088 | 4795 | 3723 | 1995 | 2705 | 2325
Storage complex | 3212 | 2360 | 397 | 1951 | 695 | 566 | Q | Q
Religious campus or complex | 1932 | 1911 | 1294 | 1704 | 1189 | 379 | 666 | 438
Health care complex | 3362 | 3302 | 2212 | 3289 | 2973 | 1372 | 1671 | 1810
Lodging or resort complex | 1295 | 1284 | 675 | 1088 | 1113 | 520 | 573 | Q
Transportation complex | 554 | 526 | 231 | 499 | 356 | 223 | 209 | 211
Government complex | 2107 | 2087 | 798 | 2005 | 1436 | 660 | 683 | 608
Other | 5057 | 4787 | 1453 | 4622 | 2199 | 1184 | 1371 | 953
Renovations in buildings constructed before 2008 (more than one may apply)
Any type of renovation | 42216 | 41479 | 21682 | 40110 | 29853 | 13577 | 16029 | 13577
Addition or annex | 13022 | 12924 | 7595 | 12770 | 9867 | 5170 | 5328 | 4711
Reduction in floorspace | 1753 | 1718 | 1071 | 1652 | 1287 | 738 | 581 | 603
Roof replacement | 20917 | 20674 | 11459 | 20154 | 15616 | 7578 | 8126 | 7492
Exterior wall replacement | 4230 | 4197 | 2231 | 4118 | 3247 | 1569 | 1951 | 1725
Interior wall reconfiguration | 21340 | 21006 | 11613 | 20643 | 16528 | 7193 | 9477 | 8549
Window replacement | 12265 | 12193 | 6862 | 11805 | 9675 | 4328 | 5358 | 4526
HVAC equipment upgrade | 26779 | 26504 | 14715 | 25911 | 20410 | 9918 | 11421 | 9614
Lighting upgrade | 25503 | 25268 | 13502 | 24681 | 19342 | 8933 | 10688 | 9803
Electrical upgrade | 16160 | 15948 | 9523 | 15553 | 12613 | 5533 | 7293 | 6345
Plumbing system upgrade | 13828 | 13701 | 8026 | 13354 | 11096 | 4748 | 6417 | 5653
Insulation upgrade | 7607 | 7471 | 4343 | 7377 | 5782 | 2503 | 3255 | 3303
Fire, safety, or security upgrade | 17196 | 17108 | 9766 | 16727 | 13892 | 6325 | 7996 | 7226
Structural upgrade | 3913 | 3876 | 2199 | 3791 | 3152 | 1316 | 1902 | 1672
Other | 848 | 848 | 499 | 848 | 656 | Q | 492 | 391
No renovations | 39154 | 36534 | 15129 | 34901 | 20389 | 8704 | 10101 | 6748
Buildings constructed 2008 or later | 5723 | 5556 | 1595 | 5070 | 3574 | 1116 | 1929 | 1747
Energy sources (more than one may apply)
Electricity | 84869 | 83569 | 38406 | 80081 | 53816 | 23396 | 28059 | 22071
Natural gas | 58725 | 58278 | 29672 | 56575 | 40392 | 18328 | 21261 | 17539
Fuel oil | 20200 | 20120 | 11355 | 19742 | 16251 | 8782 | 9690 | 8933
District heat | 5964 | 5873 | 3161 | 5781 | 5314 | 2555 | 2769 | 2871
District chilled water | 4608 | 4545 | 2284 | 4516 | 4071 | 1729 | 1805 | 1941
Propane | 7706 | 7652 | 3803 | 7281 | 4622 | 2584 | 2865 | 2098
Other | 3826 | 3784 | 1735 | 3685 | 2664 | 957 | 1466 | 1247
Energy end uses (more than one may apply)
Buildings with space heating | 80078 | 79384 | 37292 | 76646 | 52287 | 22631 | 27225 | 21503
Buildings with cooling | 79294 | 78876 | 37119 | 76125 | 52285 | 22734 | 27618 | 21869
Buildings with water heating | 79015 | 78622 | 37160 | 75803 | 52606 | 22834 | 27589 | 21894
Buildings with cooking | 38546 | 38494 | 23469 | 37728 | 30809 | 14810 | 17558 | 15043
Buildings with manufacturing | 5078 | 5044 | 2387 | 4928 | 2363 | 1421 | 1506 | 751
Buildings with electricity generation | 25642 | 25605 | 13305 | 25096 | 21247 | 10397 | 12027 | 11434
Percent lit when open
Zero | 322 | Q | Q | Q | Q | N | N | Q
1 to 50 | 12628 | 12628 | 4867 | 11798 | 6202 | 2418 | 2884 | 1937
51 to 99 | 34814 | 34814 | 19106 | 33816 | 25376 | 11003 | 15045 | 11847
100 | 35726 | 35726 | 14283 | 34132 | 22087 | 9929 | 10084 | 8278
Building never open/electricity not used | 3603 | 371 | Q | 326 | Q | Q | Q | Q
Percent lit during off hours
Zero | 24746 | 23500 | 8122 | 21910 | 11540 | 4722 | 4692 | 3038
1 to 50 | 50753 | 50753 | 25337 | 49312 | 35189 | 15141 | 19374 | 15404
51 to 100 | 6926 | 6926 | 3936 | 6568 | 5611 | 2627 | 3022 | 2712
Building always open with no "off hours" | 2443 | 2390 | 1012 | 2291 | 1477 | 906 | 970 | 917
Electricity not used | 2225 | N | N | N | N | N | N | N
Lighting equipment types (more than one may apply)
Incandescent | 38406 | 38406 | 38406 | 37447 | 30603 | 15324 | 19550 | 15118
Standard fluorescent | 80081 | 80081 | 37447 | 80081 | 51568 | 22703 | 27403 | 21386
Compact fluorescent | 53816 | 53816 | 30603 | 51568 | 53816 | 18808 | 23433 | 19584
High-intensity discharge | 23396 | 23396 | 15324 | 22703 | 18808 | 23396 | 13211 | 10729
Halogen | 28059 | 28059 | 19550 | 27403 | 23433 | 13211 | 28059 | 13934
LED | 22071 | 22071 | 15118 | 21386 | 19584 | 10729 | 13934 | 22071
Other | 446 | 446 | 390 | 446 | 446 | Q | 361 | 357
Window and interior lighting features (more than one may apply)
Multipaned windows | 60362 | 59205 | 29012 | 57237 | 41014 | 18216 | 21614 | 17864
Tinted window glass | 45025 | 44068 | 21931 | 42856 | 31503 | 15006 | 17327 | 14758
Reflective window glass | 15908 | 15759 | 8748 | 15232 | 12668 | 6287 | 7896 | 6873
External overhangs or awnings | 32188 | 31869 | 17405 | 30762 | 23268 | 10433 | 13417 | 10694
Skylights or atriums | 22261 | 21902 | 11479 | 21291 | 16651 | 8534 | 10239 | 8409
Light scheduling | 30263 | 30263 | 16639 | 29056 | 24267 | 12845 | 15175 | 12888
Occupancy sensors | 35871 | 35871 | 18510 | 34858 | 28252 | 13754 | 16401 | 15662
Multi-level lighting or dimming | 14534 | 14534 | 9302 | 13971 | 12688 | 6520 | 8888 | 7984
Daylight harvesting | 6114 | 6114 | 3387 | 6032 | 4887 | 2868 | 3341 | 3980
Demand responsive lighting | 4738 | 4738 | 2946 | 4506 | 3502 | 2061 | 2437 | 2251
Building automation system (BAS) for lighting2 | 12068 | 12068 | 6984 | 11721 | 10143 | 5684 | 6577 | 6766
Equipment usage reduced when building not in full use (more than one may apply)
Heating | 63167 | 62669 | 30314 | 60546 | 42331 | 18572 | 21904 | 17671
Cooling | 62516 | 62156 | 30210 | 59941 | 42180 | 18424 | 22268 | 17939
Lighting | 78594 | 78594 | 36405 | 75380 | 51068 | 21872 | 26646 | 20668
1These climate regions were created by the Building America program, sponsored by the U.S. Department of Energy’s Office of Energy Efficiency and Renewable Energy (EERE). 2In earlier CBECS publications, BAS was referred to as Energy Management and Control System (EMCS). Q = Data withheld either because the Relative Standard Error (RSE) was greater than 50 percent or fewer than 20 buildings were sampled. N = No cases in reporting sample. Notes: ● Because of rounding, data may not sum to totals. ● See Guide to the 2012 CBECS Detailed Tables or CBECS Terminology for definition of terms used in these tables and/or comparison of differences with prior CBECS tables. Both references can be accessed from http://www.eia.gov/consumption/commercial/data/2012/ Source: U.S. Energy Information Administration, Office of Energy Consumption and Efficiency Statistics, Form EIA-871A of the 2012 Commercial Buildings Energy Consumption Survey.

## Res_Prev (hidden)
Table 21. Residential Sector Equipment Stock and Efficiency, and Distributed Generation
https://www.eia.gov/outlooks/aeo/data/browser/#/?id=30-AEO2020&cases=ref2020&sourcekey=0
Thu Jun 18 2020 14:16:24 GMT-0700 (Pacific Daylight Time)
Source: U.S. Energy Information Administration
| full name | api key | units | 2019 | 2020 | 2021 | 2022 | 2023 | 2024 | 2025 | 2026 | 2027 | 2028 | 2029 | 2030 | 2031 | 2032 | 2033 | 2034 | 2035 | 2036 | 2037 | 2038 | 2039 | 2040 | 2041 | 2042 | 2043 | 2044 | 2045 | 2046 | 2047 | 2048 | 2049 | 2050 | Growth (2019-2050)
Equipment Stock (million units) |  | 30-AEO2020.2.
Main Space Heaters |  | 30-AEO2020.3.
Electric Heat Pumps | Residential Equipment: Equipment Stock: Main Space Heaters: Electric Heat Pumps: Reference case | 30-AEO2020.4.ref2020-d112119a | millions | 12.1601 | 12.3564 | 12.5614 | 12.7683 | 12.97 | 13.1706 | 13.3737 | 13.5736 | 13.7674 | 13.9597 | 14.1505 | 14.3448 | 14.5461 | 14.7425 | 14.9375 | 15.1333 | 15.3316 | 15.5278 | 15.7222 | 15.9131 | 16.0997 | 16.286 | 16.4725 | 16.6595 | 16.8495 | 17.0447 | 17.2451 | 17.4497 | 17.6575 | 17.8659 | 18.0747 | 18.2829 | 1.3%
Electric Other | Residential Equipment: Equipment Stock: Main Space Heaters: Electric Other: Reference case | 30-AEO2020.5.ref2020-d112119a | millions | 29.5493 | 29.5943 | 29.6517 | 29.7131 | 29.7739 | 29.8352 | 29.8991 | 29.9611 | 30.0198 | 30.0806 | 30.1431 | 30.2124 | 30.2915 | 30.3697 | 30.4459 | 30.5216 | 30.5969 | 30.6679 | 30.7356 | 30.8009 | 30.8642 | 30.9287 | 30.9953 | 31.0647 | 31.1378 | 31.2161 | 31.2995 | 31.3875 | 31.4792 | 31.5721 | 31.6649 | 31.7569 | 0.2%
Natural Gas Heat Pumps | Residential Equipment: Equipment Stock: Main Space Heaters: Natural Gas Heat Pumps: Reference case | 30-AEO2020.6.ref2020-d112119a | millions | 1.2967 | 1.2918 | 1.287 | 1.2822 | 1.2774 | 1.2727 | 1.2679 | 1.2633 | 1.2586 | 1.254 | 1.2494 | 1.2448 | 1.2403 | 1.2358 | 1.2313 | 1.2268 | 1.2224 | 1.218 | 1.2136 | 1.2093 | 1.205 | 1.2006 | 1.1964 | 1.1921 | 1.1879 | 1.1837 | 1.1795 | 1.1753 | 1.1712 | 1.167 | 1.1629 | 1.1589 | -0.4%
Natural Gas Other | Residential Equipment: Equipment Stock: Main Space Heaters: Natural Gas Other: Reference case | 30-AEO2020.7.ref2020-d112119a | millions | 59.4384 | 60.0538 | 60.6963 | 61.355 | 62.0088 | 62.6561 | 63.3076 | 63.9447 | 64.5576 | 65.1583 | 65.7495 | 66.3453 | 66.9564 | 67.5459 | 68.1288 | 68.7115 | 69.2981 | 69.8723 | 70.4334 | 70.9863 | 71.5261 | 72.0646 | 72.6012 | 73.1351 | 73.6739 | 74.2249 | 74.7874 | 75.3577 | 75.9308 | 76.4997 | 77.0644 | 77.623 | 0.9%
Distillate Fuel Oil | Residential Equipment: Equipment Stock: Main Space Heaters: Distillate Fuel Oil: Reference case | 30-AEO2020.8.ref2020-d112119a | millions | 5.5392 | 5.4724 | 5.4069 | 5.343 | 5.2806 | 5.2194 | 5.1589 | 5.0991 | 5.0412 | 4.9857 | 4.9327 | 4.8823 | 4.834 | 4.7875 | 4.7427 | 4.6992 | 4.6568 | 4.6153 | 4.5752 | 4.5364 | 4.4985 | 4.4616 | 4.4249 | 4.3871 | 4.3481 | 4.3082 | 4.2676 | 4.2265 | 4.1843 | 4.1414 | 4.0981 | 4.0547 | -1%
Propane | Residential Equipment: Equipment Stock: Main Space Heaters: Propane: Reference case | 30-AEO2020.9.ref2020-d112119a | millions | 5.0617 | 5.0427 | 5.0246 | 5.0039 | 4.9812 | 4.9568 | 4.9304 | 4.9015 | 4.8722 | 4.8442 | 4.8174 | 4.7926 | 4.7703 | 4.7498 | 4.7303 | 4.7113 | 4.6927 | 4.6727 | 4.6514 | 4.6284 | 4.6042 | 4.5797 | 4.5557 | 4.5306 | 4.5047 | 4.4786 | 4.4526 | 4.4269 | 4.4014 | 4.3758 | 4.3501 | 4.3244 | -0.5%
Kerosene | Residential Equipment: Equipment Stock: Main Space Heaters: Kerosene: Reference case | 30-AEO2020.10.ref2020-d112119a | millions | 0.003034 | 0.005738 | 0.008359 | 0.010738 | 0.013012 | 0.015202 | 0.01731 | 0.019373 | 0.02136 | 0.02338 | 0.025363 | 0.027348 | 0.029393 | 0.031462 | 0.03347 | 0.035366 | 0.037113 | 0.038614 | 0.039898 | 0.040951 | 0.041858 | 0.042681 | 0.043472 | 0.044297 | 0.04512 | 0.045953 | 0.046782 | 0.04762 | 0.048429 | 0.049163 | 0.049799 | 0.050324 | 9.5%
Wood Stoves | Residential Equipment: Equipment Stock: Main Space Heaters: Wood Stoves: Reference case | 30-AEO2020.11.ref2020-d112119a | millions | 3.3148 | 3.2779 | 3.2426 | 3.2084 | 3.1747 | 3.1414 | 3.1081 | 3.0751 | 3.0423 | 3.0094 | 2.9766 | 2.9439 | 2.9111 | 2.8779 | 2.8441 | 2.8098 | 2.7751 | 2.74 | 2.7057 | 2.6725 | 2.6403 | 2.6084 | 2.5779 | 2.5488 | 2.521 | 2.4947 | 2.4699 | 2.4464 | 2.4229 | 2.3993 | 2.3757 | 2.3519 | -1.1%
Geothermal Heat Pumps | Residential Equipment: Equipment Stock: Main Space Heaters: Geothermal Heat Pumps: Reference case | 30-AEO2020.12.ref2020-d112119a | millions | 0.62971 | 0.68328 | 0.73715 | 0.79121 | 0.84451 | 0.89743 | 0.95078 | 1.0033 | 1.0548 | 1.1063 | 1.1577 | 1.2097 | 1.2632 | 1.3164 | 1.3705 | 1.4259 | 1.4826 | 1.5396 | 1.5954 | 1.6499 | 1.7028 | 1.7556 | 1.8072 | 1.8573 | 1.9065 | 1.955 | 2.003 | 2.0503 | 2.0979 | 2.1455 | 2.1932 | 2.2409 | 4.2%
Total | Residential Equipment: Equipment Stock: Main Space Heaters: Total: Reference case | 30-AEO2020.13.ref2020-d112119a | millions | 116.9929 | 117.7783 | 118.6161 | 119.4757 | 120.324 | 121.1647 | 122.0139 | 122.841 | 123.6354 | 124.4214 | 125.2021 | 126.0032 | 126.8423 | 127.6571 | 128.4646 | 129.2749 | 130.0933 | 130.8921 | 131.6724 | 132.4377 | 133.1826 | 133.9278 | 134.6746 | 135.4195 | 136.1744 | 136.9519 | 137.7514 | 138.568 | 139.3937 | 140.2159 | 141.0337 | 141.8439 | 0.6%
Space Cooling (million units) |  | 30-AEO2020.15.
Electric Heat Pumps | Residential Equipment: Equipment Stock: Space Cooling: Electric Heat Pumps: Reference case | 30-AEO2020.16.ref2020-d112119a | millions | 12.1601 | 12.3564 | 12.5614 | 12.7683 | 12.97 | 13.1706 | 13.3737 | 13.5736 | 13.7674 | 13.9597 | 14.1505 | 14.3448 | 14.5461 | 14.7426 | 14.9375 | 15.1333 | 15.3316 | 15.5278 | 15.7222 | 15.9131 | 16.0997 | 16.286 | 16.4725 | 16.6595 | 16.8495 | 17.0447 | 17.2451 | 17.4497 | 17.6575 | 17.8659 | 18.0746 | 18.2829 | 1.3%
Natural Gas Heat Pumps | Residential Equipment: Equipment Stock: Space Cooling: Natural Gas Heat Pumps: Reference case | 30-AEO2020.17.ref2020-d112119a | millions | 1.2967 | 1.2918 | 1.287 | 1.2822 | 1.2774 | 1.2727 | 1.2679 | 1.2633 | 1.2586 | 1.254 | 1.2494 | 1.2448 | 1.2403 | 1.2358 | 1.2313 | 1.2268 | 1.2224 | 1.218 | 1.2136 | 1.2093 | 1.205 | 1.2006 | 1.1964 | 1.1921 | 1.1879 | 1.1837 | 1.1795 | 1.1753 | 1.1712 | 1.167 | 1.1629 | 1.1589 | -0.4%
Geothermal Heat Pumps | Residential Equipment: Equipment Stock: Space Cooling: Geothermal Heat Pumps: Reference case | 30-AEO2020.18.ref2020-d112119a | millions | 0.62971 | 0.68328 | 0.73715 | 0.79121 | 0.84451 | 0.89743 | 0.95078 | 1.0033 | 1.0548 | 1.1063 | 1.1577 | 1.2097 | 1.2632 | 1.3164 | 1.3705 | 1.4259 | 1.4826 | 1.5396 | 1.5954 | 1.6499 | 1.7028 | 1.7556 | 1.8072 | 1.8573 | 1.9065 | 1.955 | 2.003 | 2.0503 | 2.0979 | 2.1455 | 2.1932 | 2.2409 | 4.2%
Central Air Conditioners | Residential Equipment: Equipment Stock: Space Cooling: Central Air Conditioners: Reference case | 30-AEO2020.19.ref2020-d112119a | millions | 60.2956 | 61.6594 | 63.0498 | 64.4475 | 65.8316 | 67.2043 | 68.5762 | 69.9276 | 71.2521 | 72.565 | 73.8683 | 75.1784 | 76.5064 | 77.8131 | 79.1101 | 80.4037 | 81.6975 | 82.9733 | 84.2316 | 85.4746 | 86.6989 | 87.9178 | 89.1323 | 90.3401 | 91.5489 | 92.7667 | 93.9935 | 95.2259 | 96.4587 | 97.6841 | 98.9015 | 100.1089 | 1.6%
Room Air Conditioners | Residential Equipment: Equipment Stock: Space Cooling: Room Air Conditioners: Reference case | 30-AEO2020.20.ref2020-d112119a | millions | 57.2293 | 57.0398 | 56.8605 | 56.6863 | 56.5151 | 56.3473 | 56.1844 | 56.0236 | 55.8633 | 55.7071 | 55.5544 | 55.408 | 55.2704 | 55.1348 | 55.0017 | 54.8713 | 54.7436 | 54.6142 | 54.4837 | 54.3519 | 54.2194 | 54.0889 | 53.9615 | 53.8375 | 53.7177 | 53.6033 | 53.4941 | 53.3896 | 53.2883 | 53.1882 | 53.0888 | 52.9895 | -0.2%
Total | Residential Equipment: Equipment Stock: Space Cooling: Total: Reference case | 30-AEO2020.21.ref2020-d112119a | millions | 131.6114 | 133.0306 | 134.4959 | 135.9754 | 137.4385 | 138.8923 | 140.3531 | 141.7914 | 143.1963 | 144.592 | 145.9803 | 147.3858 | 148.8264 | 150.2426 | 151.6511 | 153.061 | 154.4777 | 155.8728 | 157.2466 | 158.5988 | 159.9257 | 161.2489 | 162.5699 | 163.8865 | 165.2104 | 166.5534 | 167.9151 | 169.2908 | 170.6736 | 172.0508 | 173.4211 | 174.781 | 0.9%
Water Heaters (million units) |  | 30-AEO2020.23.
Electric | Residential Equipment: Equipment Stock: Water Heaters: Electric: Reference case | 30-AEO2020.24.ref2020-d112119a | millions | 57.7769 | 58.0613 | 58.3849 | 58.7896 | 59.1551 | 59.4813 | 59.7749 | 60.0288 | 60.2567 | 60.4721 | 60.6765 | 60.8822 | 61.1229 | 61.3741 | 61.6338 | 61.9046 | 62.1907 | 62.477 | 62.7661 | 63.054 | 63.3303 | 63.6043 | 63.8752 | 64.1428 | 64.4149 | 64.6938 | 64.9821 | 65.2796 | 65.5828 | 65.8889 | 66.1982 | 66.5082 | 0.5%
Natural Gas | Residential Equipment: Equipment Stock: Water Heaters: Natural Gas: Reference case | 30-AEO2020.25.ref2020-d112119a | millions | 59.1478 | 59.5979 | 60.1123 | 60.6903 | 61.2821 | 61.8908 | 62.5272 | 63.1699 | 63.7955 | 64.4149 | 65.0302 | 65.6515 | 66.2813 | 66.8815 | 67.4695 | 68.0519 | 68.6297 | 69.1896 | 69.7288 | 70.2536 | 70.7677 | 71.2813 | 71.7961 | 72.3084 | 72.8229 | 73.3493 | 73.8855 | 74.4266 | 74.9689 | 75.5039 | 76.0303 | 76.5478 | 0.8%
Distillate Fuel Oil | Residential Equipment: Equipment Stock: Water Heaters: Distillate Fuel Oil: Reference case | 30-AEO2020.26.ref2020-d112119a | millions | 2.6673 | 2.6035 | 2.5453 | 2.4907 | 2.4392 | 2.3919 | 2.3491 | 2.3096 | 2.2743 | 2.2416 | 2.2113 | 2.1844 | 2.1553 | 2.1244 | 2.0923 | 2.0595 | 2.0258 | 1.9919 | 1.9582 | 1.9253 | 1.8932 | 1.8619 | 1.8317 | 1.8024 | 1.7739 | 1.7464 | 1.7196 | 1.6936 | 1.6681 | 1.6431 | 1.6184 | 1.5942 | -1.6%
Propane | Residential Equipment: Equipment Stock: Water Heaters: Propane: Reference case | 30-AEO2020.27.ref2020-d112119a | millions | 4.0544 | 3.9172 | 3.7942 | 3.68 | 3.5755 | 3.4814 | 3.3962 | 3.3183 | 3.2472 | 3.1845 | 3.13 | 3.0853 | 3.0374 | 2.9866 | 2.9336 | 2.879 | 2.8235 | 2.7671 | 2.7107 | 2.6548 | 2.6003 | 2.5481 | 2.4988 | 2.4526 | 2.4094 | 2.3691 | 2.3315 | 2.2964 | 2.263 | 2.2308 | 2.1995 | 2.1689 | -2%
Solar Thermal | Residential Equipment: Equipment Stock: Water Heaters: Solar Thermal: Reference case | 30-AEO2020.28.ref2020-d112119a | millions | 1.3857 | 1.5964 | 1.7366 | 1.7422 | 1.7494 | 1.7572 | 1.7658 | 1.7754 | 1.7849 | 1.7941 | 1.8031 | 1.8124 | 1.8219 | 1.8314 | 1.841 | 1.8506 | 1.8598 | 1.8686 | 1.877 | 1.8848 | 1.8929 | 1.9011 | 1.9093 | 1.9176 | 1.926 | 1.9343 | 1.9426 | 1.9508 | 1.959 | 1.967 | 1.9749 | 1.9827 | 1.2%
Total | Residential Equipment: Equipment Stock: Water Heaters: Total: Reference case | 30-AEO2020.29.ref2020-d112119a | millions | 125.0322 | 125.7763 | 126.5733 | 127.3927 | 128.2013 | 129.0027 | 129.8132 | 130.602 | 131.3586 | 132.1072 | 132.8512 | 133.6158 | 134.4188 | 135.198 | 135.9701 | 136.7455 | 137.5296 | 138.2942 | 139.0407 | 139.7726 | 140.4844 | 141.1968 | 141.9111 | 142.6239 | 143.347 | 144.093 | 144.8613 | 145.6469 | 146.4418 | 147.2338 | 148.0214 | 148.8018 | 0.6%
Cooking Equipment (million units) |  | 30-AEO2020.31.
Electric | Residential Equipment: Equipment Stock: Cooking Equipment: Electric: Reference case | 30-AEO2020.32.ref2020-d112119a | millions | 94.6972 | 95.0413 | 95.4124 | 95.7896 | 96.1508 | 96.4982 | 96.843 | 97.1623 | 97.4467 | 97.7122 | 97.9363 | 98.135 | 98.3122 | 98.4218 | 98.5552 | 98.7444 | 98.996 | 99.3003 | 99.6625 | 100.0047 | 100.3235 | 100.6321 | 100.9306 | 101.2165 | 101.4976 | 101.7827 | 102.0732 | 102.3683 | 102.6664 | 102.9638 | 103.2637 | 103.5686 | 0.3%
Natural Gas | Residential Equipment: Equipment Stock: Cooking Equipment: Natural Gas: Reference case | 30-AEO2020.33.ref2020-d112119a | millions | 47.0285 | 47.3859 | 47.7691 | 48.1703 | 48.5783 | 48.9942 | 49.4236 | 49.8599 | 50.3034 | 50.7608 | 51.2583 | 51.8045 | 52.4119 | 53.0645 | 53.6818 | 54.2426 | 54.7459 | 55.1742 | 55.5235 | 55.8815 | 56.2461 | 56.6241 | 57.0163 | 57.4209 | 57.8416 | 58.2807 | 58.7358 | 59.2016 | 59.6713 | 60.1372 | 60.5948 | 61.0398 | 0.8%
Propane | Residential Equipment: Equipment Stock: Cooking Equipment: Propane: Reference case | 30-AEO2020.34.ref2020-d112119a | millions | 7.0283 | 6.9823 | 6.937 | 6.8908 | 6.8437 | 6.7958 | 6.747 | 6.6956 | 6.6404 | 6.5829 | 6.5225 | 6.4601 | 6.397 | 6.3331 | 6.2741 | 6.2196 | 6.1695 | 6.1227 | 6.0794 | 6.0332 | 5.9844 | 5.9333 | 5.8807 | 5.827 | 5.773 | 5.7196 | 5.6678 | 5.6185 | 5.5718 | 5.5273 | 5.4844 | 5.4423 | -0.8%
Total | Residential Equipment: Equipment Stock: Cooking Equipment: Total: Reference case | 30-AEO2020.35.ref2020-d112119a | millions | 148.7541 | 149.4095 | 150.1185 | 150.8507 | 151.5728 | 152.2883 | 153.0136 | 153.7178 | 154.3905 | 155.0559 | 155.7171 | 156.3996 | 157.1211 | 157.8194 | 158.5111 | 159.2066 | 159.9113 | 160.5972 | 161.2654 | 161.9194 | 162.554 | 163.1895 | 163.8276 | 164.4644 | 165.1121 | 165.7831 | 166.4768 | 167.1883 | 167.9095 | 168.6282 | 169.3429 | 170.0508 | 0.4%
Clothes Dryers (million units) |  | 30-AEO2020.37.
Electric | Residential Equipment: Equipment Stock: Clothes Dryers: Electric: Reference case | 30-AEO2020.38.ref2020-d112119a | millions | 80.303 | 81.6222 | 82.9935 | 84.3673 | 85.7149 | 87.0367 | 88.3667 | 89.6496 | 90.8888 | 92.1204 | 93.3457 | 94.5883 | 95.8641 | 97.1199 | 98.3747 | 99.6834 | 101.0129 | 102.3364 | 103.6284 | 104.8922 | 106.1276 | 107.3529 | 108.5704 | 109.7779 | 110.9895 | 112.2186 | 113.4668 | 114.7304 | 116.001 | 117.2676 | 118.5289 | 119.7811 | 1.3%
Natural Gas | Residential Equipment: Equipment Stock: Clothes Dryers: Natural Gas: Reference case | 30-AEO2020.39.ref2020-d112119a | millions | 18.8483 | 19.1107 | 19.3877 | 19.6779 | 19.978 | 20.291 | 20.6218 | 20.972 | 21.3418 | 21.7045 | 22.0624 | 22.4179 | 22.7726 | 23.1174 | 23.4541 | 23.781 | 24.0942 | 24.3885 | 24.6902 | 24.999 | 25.3121 | 25.6304 | 25.953 | 26.2771 | 26.6027 | 26.9303 | 27.2583 | 27.5848 | 27.9088 | 28.2283 | 28.5437 | 28.8559 | 1.4%
Total | Residential Equipment: Equipment Stock: Clothes Dryers: Total: Reference case | 30-AEO2020.40.ref2020-d112119a | millions | 99.1513 | 100.7329 | 102.3812 | 104.0452 | 105.6929 | 107.3278 | 108.9886 | 110.6216 | 112.2307 | 113.8249 | 115.4082 | 117.0062 | 118.6367 | 120.2372 | 121.8288 | 123.4644 | 125.107 | 126.7249 | 128.3186 | 129.8912 | 131.4397 | 132.9833 | 134.5233 | 136.055 | 137.5922 | 139.1489 | 140.7251 | 142.3152 | 143.9097 | 145.4959 | 147.0726 | 148.637 | 1.3%
Other Appliances (million units) |  | 30-AEO2020.42.
Refrigerators | Residential Equipment: Equipment Stock: Other Appliances: Refrigerators: Reference case | 30-AEO2020.43.ref2020-d112119a | millions | 165.0285 | 166.1961 | 167.4378 | 168.7106 | 169.9662 | 171.2102 | 172.4656 | 173.6883 | 174.8636 | 176.0258 | 177.1795 | 178.3615 | 179.5965 | 180.7955 | 181.9891 | 183.1902 | 184.4075 | 185.5975 | 186.7603 | 187.8999 | 189.0079 | 190.1155 | 191.2251 | 192.3302 | 193.4497 | 194.6022 | 195.7875 | 196.998 | 198.22 | 199.4357 | 200.6444 | 201.8419 | 0.7%
Freezers | Residential Equipment: Equipment Stock: Other Appliances: Freezers: Reference case | 30-AEO2020.44.ref2020-d112119a | millions | 43.5446 | 43.7861 | 44.0447 | 44.3084 | 44.5685 | 44.8264 | 45.087 | 45.3412 | 45.5854 | 45.8285 | 46.0707 | 46.3204 | 46.584 | 46.8413 | 47.1001 | 47.3616 | 47.6272 | 47.8841 | 48.1319 | 48.3711 | 48.6007 | 48.8297 | 49.0597 | 49.2904 | 49.5254 | 49.7699 | 50.0233 | 50.2842 | 50.5478 | 50.8089 | 51.0674 | 51.3221 | 0.5%
Stock Average Equipment Efficiency |  | 30-AEO2020.46.
Main Space Heaters |  | 30-AEO2020.47.
Electric Heat Pumps (HSPF) | Residential Equipment: Stock Average Efficiency: Main Space Heaters: Electric Heat Pumps: Reference case | 30-AEO2020.48.ref2020-d112119a | HSPF | 8.0664 | 8.1017 | 8.1373 | 8.1735 | 8.2286 | 8.2797 | 8.3274 | 8.3714 | 8.4121 | 8.4494 | 8.4836 | 8.5146 | 8.5425 | 8.5672 | 8.5884 | 8.6063 | 8.6205 | 8.6305 | 8.636 | 8.6409 | 8.6452 | 8.6488 | 8.6517 | 8.6539 | 8.6555 | 8.6566 | 8.6573 | 8.6577 | 8.6578 | 8.6577 | 8.6575 | 8.6572 | 0.2%
Natural Gas Heat Pumps (GCOP) | Residential Equipment: Stock Average Efficiency: Main Space Heaters: Natural Gas Heat Pumps: Reference case | 30-AEO2020.49.ref2020-d112119a | GCOP | 1.3 | 1.3 | 1.3 | 1.3 | 1.3 | 1.3 | 1.3 | 1.3 | 1.3 | 1.3 | 1.3 | 1.3 | 1.3 | 1.3 | 1.3 | 1.3 | 1.3 | 1.3 | 1.3 | 1.3 | 1.3 | 1.3 | 1.3 | 1.3 | 1.3 | 1.3 | 1.3 | 1.3 | 1.3 | 1.3 | 1.3 | 1.3 | 0%
Geothermal Heat Pumps (COP) | Residential Equipment: Stock Average Efficiency: Main Space Heaters: Geothermal Heat Pumps: Reference case | 30-AEO2020.50.ref2020-d112119a | COP | 3.3528 | 3.4063 | 3.4518 | 3.4755 | 3.4963 | 3.5159 | 3.5345 | 3.552 | 3.5674 | 3.5811 | 3.5932 | 3.6039 | 3.6134 | 3.6221 | 3.6302 | 3.6377 | 3.6446 | 3.6509 | 3.6566 | 3.6619 | 3.6666 | 3.6707 | 3.6743 | 3.6772 | 3.6795 | 3.6811 | 3.6821 | 3.6823 | 3.6826 | 3.6829 | 3.6831 | 3.6832 | 0.3%
Natural Gas Furnace (AFUE) | Residential Equipment: Stock Average Efficiency: Main Space Heaters: Natural Gas Furnace: Reference case | 30-AEO2020.51.ref2020-d112119a | AFUE | 0.8156 | 0.81951 | 0.82336 | 0.82717 | 0.8311 | 0.83504 | 0.83899 | 0.84298 | 0.84668 | 0.85008 | 0.85316 | 0.85593 | 0.85839 | 0.86055 | 0.86245 | 0.86406 | 0.86541 | 0.8665 | 0.86735 | 0.86798 | 0.86837 | 0.86853 | 0.86846 | 0.86843 | 0.86842 | 0.86842 | 0.86843 | 0.86845 | 0.86848 | 0.8685 | 0.86852 | 0.86855 | 0.2%
Distillate Furnace (AFUE) | Residential Equipment: Stock Average Efficiency: Main Space Heaters: Distillate Furnace: Reference case | 30-AEO2020.52.ref2020-d112119a | AFUE | 0.83301 | 0.83395 | 0.83488 | 0.83583 | 0.83676 | 0.83771 | 0.83866 | 0.83962 | 0.84053 | 0.84139 | 0.84218 | 0.84289 | 0.84355 | 0.84413 | 0.84466 | 0.84513 | 0.84553 | 0.84587 | 0.84616 | 0.84638 | 0.84655 | 0.84664 | 0.84668 | 0.84673 | 0.84678 | 0.84683 | 0.84689 | 0.84694 | 0.84698 | 0.84703 | 0.84706 | 0.84708 | 0.1%
Space Cooling |  | 30-AEO2020.54.
Electric Heat Pumps (SEER) | Residential Equipment: Stock Average Efficiency: Space Cooling: Electric Heat Pumps: Reference case | 30-AEO2020.55.ref2020-d112119a | SEER | 13.6285 | 13.7513 | 13.8748 | 14.0006 | 14.1896 | 14.3639 | 14.5268 | 14.6775 | 14.8165 | 14.9441 | 15.0609 | 15.1669 | 15.2622 | 15.3463 | 15.4189 | 15.4797 | 15.5279 | 15.5619 | 15.5802 | 15.5968 | 15.6113 | 15.6236 | 15.6336 | 15.6415 | 15.6473 | 15.6513 | 15.6538 | 15.6552 | 15.6557 | 15.6557 | 15.6552 | 15.6545 | 0.4%
Natural Gas Heat Pumps (GCOP) | Residential Equipment: Stock Average Efficiency: Space Cooling: Natural Gas Heat Pumps: Reference case | 30-AEO2020.56.ref2020-d112119a | GCOP | 0.6 | 0.60574 | 0.61111 | 0.61708 | 0.62369 | 0.63011 | 0.63632 | 0.64231 | 0.64814 | 0.65388 | 0.65969 | 0.66569 | 0.67196 | 0.67845 | 0.68485 | 0.69063 | 0.6952 | 0.69814 | 0.69932 | 0.69982 | 0.69997 | 0.7 | 0.7 | 0.7 | 0.7 | 0.7 | 0.7 | 0.7 | 0.7 | 0.7 | 0.7 | 0.7 | 0.5%
Geothermal Heat Pumps (EER) | Residential Equipment: Stock Average Efficiency: Space Cooling: Geothermal Heat Pumps: Reference case | 30-AEO2020.57.ref2020-d112119a | EER | 15.0194 | 15.3901 | 15.7071 | 15.869 | 16.008 | 16.1412 | 16.2673 | 16.3866 | 16.4921 | 16.5852 | 16.6675 | 16.7405 | 16.8049 | 16.8641 | 16.9188 | 16.969 | 17.0149 | 17.0568 | 17.095 | 17.1296 | 17.1609 | 17.1878 | 17.2111 | 17.2306 | 17.2453 | 17.256 | 17.2622 | 17.2642 | 17.266 | 17.2676 | 17.2688 | 17.2697 | 0.5%
Central Air Conditioners (SEER) | Residential Equipment: Stock Average Efficiency: Space Cooling: Central Air Conditioners: Reference case | 30-AEO2020.58.ref2020-d112119a | SEER | 13.064 | 13.2017 | 13.3372 | 13.4707 | 13.6616 | 13.8393 | 14.0032 | 14.1524 | 14.2877 | 14.4094 | 14.5194 | 14.6173 | 14.7031 | 14.7776 | 14.8424 | 14.8972 | 14.9426 | 14.9778 | 15.0016 | 15.025 | 15.0476 | 15.0686 | 15.0879 | 15.105 | 15.1198 | 15.1322 | 15.1424 | 15.1505 | 15.1569 | 15.1619 | 15.1658 | 15.1688 | 0.5%
Room Air Conditioners (EER) | Residential Equipment: Stock Average Efficiency: Space Cooling: Room Air Conditioners: Reference case | 30-AEO2020.59.ref2020-d112119a | EER | 11.0894 | 11.1527 | 11.2192 | 11.2914 | 11.3683 | 11.451 | 11.5269 | 11.5932 | 11.6496 | 11.6973 | 11.7354 | 11.7868 | 11.8237 | 11.8466 | 11.8707 | 11.8956 | 11.9205 | 11.9446 | 11.9669 | 11.9864 | 12.0023 | 12.0283 | 12.0501 | 12.0688 | 12.0851 | 12.0999 | 12.1137 | 12.1266 | 12.1385 | 12.1488 | 12.1573 | 12.1638 | 0.3%
Water Heaters |  | 30-AEO2020.61.
Electric (EF) | Residential Equipment: Stock Average Efficiency: Water Heaters: Electric: Reference case | 30-AEO2020.62.ref2020-d112119a | EF | 0.90388 | 0.90899 | 0.91416 | 0.9194 | 0.92458 | 0.92975 | 0.93489 | 0.93998 | 0.94458 | 0.94873 | 0.9524 | 0.95564 | 0.95846 | 0.96084 | 0.96281 | 0.96437 | 0.96551 | 0.96627 | 0.96662 | 0.96659 | 0.96656 | 0.96654 | 0.96653 | 0.96653 | 0.96653 | 0.96654 | 0.96654 | 0.96655 | 0.96657 | 0.96658 | 0.96659 | 0.9666 | 0.2%
Natural Gas (EF) | Residential Equipment: Stock Average Efficiency: Water Heaters: Natural Gas: Reference case | 30-AEO2020.63.ref2020-d112119a | EF | 0.60261 | 0.60827 | 0.61333 | 0.6178 | 0.62167 | 0.62493 | 0.62762 | 0.62976 | 0.63136 | 0.63239 | 0.63287 | 0.6329 | 0.63293 | 0.63296 | 0.633 | 0.63305 | 0.6331 | 0.63315 | 0.6332 | 0.63326 | 0.63331 | 0.63336 | 0.63341 | 0.63345 | 0.6335 | 0.63353 | 0.63357 | 0.63361 | 0.63364 | 0.63367 | 0.6337 | 0.63374 | 0.2%
Distillate Fuel Oil (EF) | Residential Equipment: Stock Average Efficiency: Water Heaters: Distillate Fuel Oil: Reference case | 30-AEO2020.64.ref2020-d112119a | EF | 0.56607 | 0.58214 | 0.59745 | 0.6117 | 0.62467 | 0.63601 | 0.6456 | 0.65348 | 0.65952 | 0.66364 | 0.66574 | 0.66578 | 0.66582 | 0.66586 | 0.6659 | 0.66595 | 0.666 | 0.66605 | 0.6661 | 0.66616 | 0.6662 | 0.66625 | 0.66629 | 0.66634 | 0.66638 | 0.66642 | 0.66646 | 0.66649 | 0.66653 | 0.66656 | 0.6666 | 0.66663 | 0.5%
Propane (EF) | Residential Equipment: Stock Average Efficiency: Water Heaters: Propane: Reference case | 30-AEO2020.65.ref2020-d112119a | EF | 0.59545 | 0.59947 | 0.60328 | 0.60688 | 0.61018 | 0.6131 | 0.61565 | 0.61783 | 0.6196 | 0.62091 | 0.6217 | 0.62197 | 0.62225 | 0.62256 | 0.62288 | 0.62322 | 0.62358 | 0.62394 | 0.62431 | 0.62469 | 0.62506 | 0.62542 | 0.62578 | 0.62613 | 0.62647 | 0.6268 | 0.62713 | 0.62745 | 0.62777 | 0.62809 | 0.62842 | 0.62874 | 0.2%
Other Appliances (kilowatthours per year) |  | 30-AEO2020.67.
Refrigerators | Residential Equipment: Stock Average Efficiency: Other Appliances: Refrigerators: Reference case | 30-AEO2020.68.ref2020-d112119a | kWh | 631.1706 | 621.6283 | 611.9624 | 602.1569 | 592.2748 | 582.9315 | 574.1242 | 565.8533 | 558.1055 | 550.8546 | 544.0843 | 537.8091 | 532.1093 | 526.9701 | 522.3766 | 518.3252 | 514.7896 | 511.7686 | 509.2328 | 507.2015 | 505.65 | 504.6035 | 504.0819 | 504.0699 | 504.062 | 504.056 | 504.0525 | 504.0522 | 504.0529 | 504.056 | 504.0621 | 504.0702 | -0.7%
Freezers | Residential Equipment: Stock Average Efficiency: Other Appliances: Freezers: Reference case | 30-AEO2020.69.ref2020-d112119a | kWh | 463.1705 | 458.3065 | 453.491 | 448.718 | 443.9004 | 439.0069 | 434.0407 | 429.0071 | 423.95 | 419.136 | 414.5587 | 410.2217 | 406.1073 | 402.2157 | 398.5612 | 395.1549 | 391.9824 | 389.0848 | 386.4359 | 384.0435 | 381.8919 | 379.9646 | 378.3052 | 376.8898 | 375.7549 | 374.9171 | 374.3775 | 374.1293 | 374.1242 | 374.1201 | 374.1175 | 374.1161 | -0.7%
Building Shell Efficiency Index |  | 30-AEO2020.71.
Space Heating |  | 30-AEO2020.72.
Pre-2015 Homes | Residential Equipment: Building Shell Efficiency Index: Space Heating: Pre-2015 Homes: Reference case | 30-AEO2020.73.ref2020-d112119a | 2015=1.00 | 0.96927 | 0.96271 | 0.95534 | 0.94774 | 0.94002 | 0.93223 | 0.92421 | 0.916 | 0.90784 | 0.8999 | 0.89219 | 0.88433 | 0.87669 | 0.86921 | 0.86165 | 0.85408 | 0.84664 | 0.83934 | 0.83202 | 0.82467 | 0.81735 | 0.81011 | 0.80289 | 0.79568 | 0.78848 | 0.78129 | 0.77408 | 0.76689 | 0.75967 | 0.75251 | 0.74538 | 0.73828 | -0.9%
New Construction | Residential Equipment: Building Shell Efficiency Index: Space Heating: New Construction: Reference case | 30-AEO2020.74.ref2020-d112119a | 2015=1.00 | 0.89037 | 0.89093 | 0.8919 | 0.89393 | 0.87478 | 0.87344 | 0.87208 | 0.87084 | 0.86973 | 0.86877 | 0.86804 | 0.86694 | 0.8662 | 0.86522 | 0.86087 | 0.85773 | 0.8544 | 0.85318 | 0.85263 | 0.85258 | 0.8529 | 0.85196 | 0.85069 | 0.8499 | 0.84839 | 0.84632 | 0.84418 | 0.84234 | 0.84171 | 0.84148 | 0.84077 | 0.84012 | -0.2%
All Homes | Residential Equipment: Building Shell Efficiency Index: Space Heating: All Homes: Reference case | 30-AEO2020.75.ref2020-d112119a | 2015=1.00 | 0.96527 | 0.9582 | 0.95053 | 0.94283 | 0.93498 | 0.92724 | 0.91945 | 0.91167 | 0.9041 | 0.89687 | 0.89 | 0.88312 | 0.87657 | 0.87028 | 0.86402 | 0.85784 | 0.85187 | 0.84611 | 0.84046 | 0.83489 | 0.82946 | 0.82419 | 0.81902 | 0.81396 | 0.80898 | 0.8041 | 0.79929 | 0.79458 | 0.78994 | 0.78543 | 0.78102 | 0.77672 | -0.7%
Space Cooling |  | 30-AEO2020.77.
Pre-2015 Homes | Residential Equipment: Building Shell Efficiency Index: Space Cooling: Pre-2015 Homes: Reference case | 30-AEO2020.78.ref2020-d112119a | 2015=1.00 | 0.9899 | 0.98782 | 0.98538 | 0.98284 | 0.98024 | 0.9776 | 0.97486 | 0.97205 | 0.96925 | 0.96652 | 0.96387 | 0.96116 | 0.95851 | 0.9559 | 0.95325 | 0.95058 | 0.94796 | 0.94539 | 0.94281 | 0.94021 | 0.93761 | 0.93504 | 0.93246 | 0.92987 | 0.92728 | 0.9247 | 0.92209 | 0.9195 | 0.91688 | 0.91427 | 0.91167 | 0.90908 | -0.3%
New Construction | Residential Equipment: Building Shell Efficiency Index: Space Cooling: New Construction: Reference case | 30-AEO2020.79.ref2020-d112119a | 2015=1.00 | 0.99945 | 0.99923 | 0.99919 | 0.99953 | 0.99325 | 0.99274 | 0.99209 | 0.99179 | 0.99149 | 0.99147 | 0.99128 | 0.99089 | 0.99076 | 0.99094 | 0.98867 | 0.98684 | 0.98464 | 0.98351 | 0.98293 | 0.98252 | 0.98271 | 0.98225 | 0.98183 | 0.98197 | 0.98153 | 0.98067 | 0.97969 | 0.97901 | 0.97894 | 0.97896 | 0.97858 | 0.97816 | -0.1%
All Homes | Residential Equipment: Building Shell Efficiency Index: Space Cooling: All Homes: Reference case | 30-AEO2020.80.ref2020-d112119a | 2015=1.00 | 0.99028 | 0.98837 | 0.98617 | 0.98392 | 0.98158 | 0.97924 | 0.97686 | 0.97444 | 0.97206 | 0.96978 | 0.96761 | 0.96542 | 0.96331 | 0.96127 | 0.9592 | 0.95713 | 0.95511 | 0.95315 | 0.9512 | 0.94924 | 0.94731 | 0.94542 | 0.94355 | 0.94169 | 0.93986 | 0.93804 | 0.93623 | 0.93445 | 0.93267 | 0.93092 | 0.9292 | 0.92749 | -0.2%
Distributed Generation and |  | 30-AEO2020.82.
Combined Heat and Power |  | 30-AEO2020.83.
Generating Capacity (gigawatts) |  | 30-AEO2020.84.
Natural Gas Fuel Cells | Residential: Combined Heat and Power: Generating Capacity: Fuel Cells: Reference case | 30-AEO2020.85.ref2020-d112119a | GW | 0 | 0 | 0 | 0 | 0 | 0 | 0 | 0 | 0 | 0 | 0 | 0 | 0 | 0 | 0 | 2e-06 | 5e-06 | 1.1e-05 | 2.2e-05 | 4.3e-05 | 8.1e-05 | 0.000151 | 0.000279 | 0.000407 | 0.000536 | 0.000666 | 0.000797 | 0.00093 | 0.001064 | 0.001197 | 0.001331 | 0.001466 | - -
Solar Photovoltaic | Residential: Combined Heat and Power: Generating Capacity: Solar Photovoltaic: Reference case | 30-AEO2020.86.ref2020-d112119a | GW | 15.3712 | 17.7895 | 20.1743 | 22.4945 | 24.8178 | 27.1481 | 29.4918 | 31.8571 | 34.2422 | 36.6498 | 39.0842 | 41.5558 | 44.0564 | 46.5764 | 49.119 | 51.6873 | 54.2751 | 56.878 | 59.5064 | 62.1603 | 64.8356 | 67.5412 | 70.2646 | 73.0118 | 75.7814 | 78.5734 | 81.3972 | 84.2543 | 87.1462 | 90.0681 | 93.0254 | 96.0129 | 6.1%
Wind | Residential: Combined Heat and Power: Generating Capacity: Wind: Reference case | 30-AEO2020.87.ref2020-d112119a | GW | 0.01408 | 0.01408 | 0.01408 | 0.01408 | 0.01408 | 0.01408 | 0.01408 | 0.01408 | 0.01408 | 0.01408 | 0.01408 | 0.01408 | 0.01408 | 0.01408 | 0.014081 | 0.014084 | 0.01409 | 0.014102 | 0.014124 | 0.014166 | 0.014242 | 0.014382 | 0.014637 | 0.014893 | 0.015151 | 0.015412 | 0.015675 | 0.01594 | 0.016207 | 0.016475 | 0.016743 | 0.017012 | 0.6%
Total | Residential: Combined Heat and Power: Generating Capacity: Total: Reference case | 30-AEO2020.88.ref2020-d112119a | GW | 15.3853 | 17.8036 | 20.1884 | 22.5086 | 24.8319 | 27.1622 | 29.5059 | 31.8712 | 34.2562 | 36.6639 | 39.0982 | 41.5699 | 44.0705 | 46.5905 | 49.133 | 51.7014 | 54.2892 | 56.8922 | 59.5205 | 62.1745 | 64.8499 | 67.5558 | 70.2795 | 73.0271 | 75.7971 | 78.5894 | 81.4136 | 84.2711 | 87.1635 | 90.0857 | 93.0435 | 96.0314 | 6.1%
Net Generation (billion kilowatthours) |  | 30-AEO2020.89.
Natural Gas Fuel Cells | Residential: Combined Heat and Power: Net Generation: Fuel Cells: Reference case | 30-AEO2020.90.ref2020-d112119a | billion kWh | 0 | 0 | 0 | 0 | 0 | 0 | 0 | 0 | 0 | 0 | 0 | 0 | 0 | 0 | 1e-06 | 5e-06 | 1.4e-05 | 3e-05 | 6.1e-05 | 0.000119 | 0.000225 | 0.000421 | 0.000777 | 0.001134 | 0.001494 | 0.001858 | 0.002225 | 0.002595 | 0.002967 | 0.003341 | 0.003715 | 0.00409 | - -
Solar Photovoltaic | Residential: Combined Heat and Power: Net Generation: Solar Photovoltaic: Reference case | 30-AEO2020.91.ref2020-d112119a | billion kWh | 21.7947 | 24.9297 | 28.0109 | 30.9863 | 33.9662 | 36.9575 | 39.9707 | 43.0185 | 46.0986 | 49.2154 | 52.3758 | 55.5967 | 58.8644 | 62.1639 | 65.5 | 68.8781 | 72.2884 | 75.7239 | 79.201 | 82.7202 | 86.2749 | 89.8795 | 93.5137 | 97.1868 | 100.8969 | 104.6437 | 108.4428 | 112.2963 | 116.2068 | 120.1665 | 124.1841 | 128.2514 | 5.9%
Wind | Residential: Combined Heat and Power: Net Generation: Wind: Reference case | 30-AEO2020.92.ref2020-d112119a | billion kWh | 0.018376 | 0.018376 | 0.018376 | 0.018376 | 0.018376 | 0.018376 | 0.018376 | 0.018376 | 0.018376 | 0.018376 | 0.018376 | 0.018376 | 0.018376 | 0.018376 | 0.018377 | 0.01838 | 0.018386 | 0.018398 | 0.018421 | 0.018463 | 0.018541 | 0.018685 | 0.018947 | 0.019209 | 0.019473 | 0.01974 | 0.020009 | 0.02028 | 0.020552 | 0.020826 | 0.021099 | 0.021374 | 0.5%
Total | Residential: Combined Heat and Power: Net Generation: Total: Reference case | 30-AEO2020.93.ref2020-d112119a | billion kWh | 21.8131 | 24.948 | 28.0292 | 31.0046 | 33.9846 | 36.9759 | 39.9891 | 43.0369 | 46.117 | 49.2338 | 52.3941 | 55.615 | 58.8828 | 62.1822 | 65.5184 | 68.8965 | 72.3068 | 75.7423 | 79.2195 | 82.7388 | 86.2937 | 89.8986 | 93.5334 | 97.2072 | 100.9178 | 104.6653 | 108.465 | 112.3192 | 116.2303 | 120.1907 | 124.2089 | 128.2769 | 5.9%
Disposition |  | 30-AEO2020.94.
Sales to the Grid | Residential: Combined Heat and Power: Net Generation: Sales to the Grid: Reference case | 30-AEO2020.95.ref2020-d112119a | billion kWh | 4.185 | 5.1154 | 6.033 | 6.9203 | 7.8101 | 8.7053 | 9.6105 | 10.5315 | 11.4686 | 12.4243 | 13.4023 | 14.4116 | 15.4457 | 16.4958 | 17.5659 | 18.6584 | 19.7688 | 20.8909 | 22.0347 | 23.2005 | 24.3818 | 25.5882 | 26.8071 | 28.0424 | 29.2927 | 30.5574 | 31.8468 | 33.1575 | 34.4899 | 35.8398 | 37.2104 | 38.5972 | 7.4%
Generation for Own Use | Residential: Combined Heat and Power: Net Generation: Generation for Own Use: Reference case | 30-AEO2020.96.ref2020-d112119a | billion kWh | 17.628 | 19.8326 | 21.9963 | 24.0843 | 26.1744 | 28.2706 | 30.3786 | 32.5054 | 34.6484 | 36.8095 | 38.9918 | 41.2034 | 43.4371 | 45.6864 | 47.9525 | 50.2381 | 52.538 | 54.8513 | 57.1848 | 59.5384 | 61.9119 | 64.3104 | 66.7263 | 69.1648 | 71.6251 | 74.1079 | 76.6182 | 79.1617 | 81.7404 | 84.3508 | 86.9986 | 89.6797 | 5.4%
Energy Input (trillion Btu) |  | 30-AEO2020.97.
Natural Gas Fuel Cells | Residential: Combined Heat and Power: Energy Input: Fuel Cells: Reference case | 30-AEO2020.98.ref2020-d112119a | trillion Btu | 0 | 0 | 0 | 0 | 0 | 0 | 0 | 0 | 0 | 0 | 0 | 0 | 0 | 3e-06 | 9e-06 | 4.1e-05 | 0.000104 | 0.000232 | 0.000467 | 0.000911 | 0.001717 | 0.003197 | 0.005894 | 0.00859 | 0.011302 | 0.014034 | 0.016785 | 0.019556 | 0.022334 | 0.025116 | 0.027898 | 0.030682 | - -
Solar Photovoltaic | Residential: Combined Heat and Power: Energy Input: Solar Photovoltaic: Reference case | 30-AEO2020.99.ref2020-d112119a | trillion Btu | 188.5434 | 213.6148 | 238.9594 | 259.7205 | 279.438 | 300.0117 | 323.117 | 341.938 | 363.4401 | 387.8249 | 412.2593 | 437.474 | 466.0165 | 492.2171 | 518.3689 | 544.7263 | 570.9875 | 599.2996 | 626.8586 | 654.4747 | 682.6029 | 709.3047 | 738.3235 | 767.8042 | 802.2263 | 831.5571 | 862.3835 | 895.212 | 924.2138 | 955.4874 | 987.3817 | 1021.6647 | 5.6%
Wind | Residential: Combined Heat and Power: Energy Input: Wind: Reference case | 30-AEO2020.100.ref2020-d112119a | trillion Btu | 0.17483 | 0.17336 | 0.17317 | 0.17094 | 0.16834 | 0.16643 | 0.16642 | 0.1617 | 0.16096 | 0.16056 | 0.1604 | 0.15998 | 0.1602 | 0.15984 | 0.15977 | 0.15967 | 0.15931 | 0.15926 | 0.15913 | 0.1593 | 0.1597 | 0.16047 | 0.1624 | 0.16449 | 0.16667 | 0.16865 | 0.17091 | 0.17313 | 0.17522 | 0.17733 | 0.17946 | 0.1817 | 0.1%
Total | Residential: Combined Heat and Power: Energy Input: Total: Reference case | 30-AEO2020.101.ref2020-d112119a | trillion Btu | 188.7183 | 213.7881 | 239.1325 | 259.8914 | 279.6063 | 300.1782 | 323.2834 | 342.0998 | 363.601 | 387.9854 | 412.4197 | 437.634 | 466.1767 | 492.377 | 518.5287 | 544.886 | 571.147 | 599.4591 | 627.0182 | 654.6349 | 682.7643 | 709.4683 | 738.4919 | 767.9773 | 802.4043 | 831.7397 | 862.5712 | 895.4047 | 924.4114 | 955.6899 | 987.589 | 1021.8771 | 5.6%

## TableB42 (hidden)
Release date: April 2015 Revised date: May 2016
Table B42. Water-heating equipment, number of buildings and floorspace, 2012
| Number of buildings (thousand) |  |  |  |  | Total floorspace (million square feet)
| All buildings | Buildings with water heating | Type of water-heating equipment |  |  | All buildings | Buildings with water heating | Type of water-heating equipment
| All buildings |  | Central- ized system | Distrib- uted system | Both central- ized and distrib- uted systems | All buildings |  | Central- ized system | Distrib- uted system | Both central- ized and distrib- uted systems
All buildings | 5557 | 4423 | 3348 | 690 | 385 | 87093 | 79015 | 47534 | 12688 | 18793
Building floorspace (square feet)
1,001 to 5,000 | 2777 | 2032 | 1653 | 322 | 57 | 8041 | 6102 | 4906 | 1011 | 185
5,001 to 10,000 | 1229 | 992 | 789 | 120 | 82 | 8900 | 7236 | 5731 | 890 | 615
10,001 to 25,000 | 884 | 775 | 538 | 143 | 93 | 14105 | 12401 | 8549 | 2318 | 1534
25,001 to 50,000 | 332 | 307 | 198 | 57 | 51 | 11917 | 11007 | 7125 | 1983 | 1899
50,001 to 100,000 | 199 | 186 | 103 | 28 | 55 | 13918 | 13063 | 7181 | 1904 | 3978
100,001 to 200,000 | 90 | 86 | 45 | 13 | 29 | 12415 | 11903 | 6120 | 1846 | 3937
200,001 to 500,000 | 38 | 36 | 17 | 5 | 14 | 10724 | 10351 | 4924 | 1516 | 3911
Over 500,000 | 8 | 8 | 4 | 1 | 3 | 7074 | 6951 | 2998 | 1220 | 2734
Principal building activity
Education | 389 | 332 | 244 | 51 | 38 | 12239 | 11905 | 7580 | 1269 | 3057
Food sales | 177 | 177 | 155 | Q | Q | 1252 | 1252 | 883 | Q | Q
Food service | 380 | 379 | 307 | 33 | 39 | 1819 | 1817 | 1449 | 130 | 237
Health care | 157 | 156 | 124 | 22 | 10 | 4155 | 4153 | 2630 | 449 | 1074
Inpatient | 10 | 10 | 6 | Q | 2 | 2374 | 2374 | 1419 | Q | 860
Outpatient | 147 | 146 | 118 | 21 | Q | 1781 | 1779 | 1211 | 354 | Q
Lodging | 158 | 158 | 132 | 7 | 19 | 5826 | 5821 | 4418 | 369 | 1034
Mercantile | 602 | 531 | 342 | 90 | 99 | 11330 | 10960 | 4705 | 1492 | 4763
Retail (other than mall) | 438 | 367 | 270 | 80 | 17 | 5439 | 5070 | 2932 | 1013 | 1125
Enclosed and strip malls | 164 | 164 | 72 | 10 | 82 | 5890 | 5890 | 1773 | 479 | 3638
Office | 1012 | 943 | 713 | 160 | 71 | 15952 | 15663 | 8724 | 2934 | 4006
Public assembly | 352 | 317 | 248 | 41 | 28 | 5559 | 5318 | 3389 | 514 | 1415
Public order and safety | 84 | 80 | 72 | Q | Q | 1440 | 1341 | 1139 | Q | Q
Religious worship | 412 | 383 | 290 | 70 | 23 | 4557 | 4337 | 2850 | 711 | 776
Service | 619 | 442 | 347 | 80 | Q | 4630 | 3763 | 2695 | 669 | Q
Warehouse and storage | 796 | 370 | 252 | 93 | 26 | 13077 | 10041 | 5204 | 3449 | 1388
Other | 125 | 98 | 81 | Q | Q | 2002 | 1614 | 1170 | Q | Q
Vacant | 296 | 56 | 44 | Q | Q | 3256 | 1031 | 700 | Q | Q
Year constructed
Before 1920 | 362 | 286 | 232 | 39 | 15 | 3983 | 3403 | 2287 | 526 | 590
1920 to 1945 | 488 | 383 | 288 | 69 | 26 | 6025 | 5299 | 2918 | 743 | 1638
1946 to 1959 | 599 | 460 | 356 | 78 | 26 | 7381 | 6410 | 4305 | 943 | 1162
1960 to 1969 | 639 | 540 | 427 | 60 | 53 | 10362 | 9699 | 6252 | 1005 | 2442
1970 to 1979 | 684 | 577 | 435 | 87 | 55 | 10846 | 10158 | 6298 | 1773 | 2087
1980 to 1989 | 915 | 727 | 527 | 139 | 61 | 15230 | 13831 | 7338 | 2888 | 3605
1990 to 1999 | 845 | 631 | 498 | 86 | 48 | 13803 | 12209 | 7417 | 1724 | 3069
2000 to 2003 | 375 | 312 | 235 | 45 | 32 | 7215 | 6889 | 4098 | 1145 | 1646
2004 to 2007 | 347 | 275 | 190 | 47 | 38 | 6524 | 5955 | 3445 | 1007 | 1503
2008 to 2012 | 303 | 231 | 161 | 39 | 30 | 5723 | 5162 | 3176 | 933 | 1053
Census region and division
Northeast | 805 | 671 | 493 | 123 | 56 | 15534 | 14633 | 9128 | 2383 | 3122
New England | 302 | 235 | 166 | 40 | 30 | 4302 | 3915 | 2487 | 586 | 843
Middle Atlantic | 504 | 436 | 327 | 83 | 26 | 11232 | 10718 | 6641 | 1797 | 2279
Midwest | 1237 | 1014 | 806 | 133 | 76 | 18919 | 17592 | 11316 | 2335 | 3942
East North Central | 735 | 629 | 490 | 90 | 49 | 12742 | 12082 | 7606 | 1671 | 2804
West North Central | 502 | 385 | 316 | 43 | 27 | 6178 | 5510 | 3710 | 663 | 1137
South | 2247 | 1740 | 1322 | 264 | 154 | 34279 | 30261 | 17460 | 4938 | 7863
South Atlantic | 1091 | 856 | 617 | 160 | 79 | 17981 | 16144 | 8889 | 3030 | 4226
East South Central | 370 | 325 | 268 | 28 | 29 | 4904 | 4598 | 2745 | 437 | 1416
West South Central | 786 | 560 | 437 | 76 | 46 | 11394 | 9519 | 5826 | 1471 | 2222
West | 1267 | 997 | 728 | 170 | 99 | 18360 | 16529 | 9631 | 3032 | 3866
Mountain | 338 | 260 | 195 | 36 | 29 | 4981 | 4440 | 2573 | 699 | 1168
Pacific | 929 | 737 | 533 | 135 | 69 | 13379 | 12089 | 7058 | 2333 | 2698
Climate region1
Very cold/Cold | 2031 | 1639 | 1261 | 242 | 136 | 31898 | 29567 | 18894 | 4184 | 6489
Mixed-humid | 1743 | 1445 | 1120 | 201 | 124 | 27873 | 25772 | 15231 | 3619 | 6922
Mixed-dry/Hot-dry | 837 | 635 | 457 | 124 | 54 | 12037 | 10585 | 6259 | 2221 | 2105
Hot-humid | 799 | 590 | 431 | 104 | 55 | 12831 | 10837 | 5983 | 2298 | 2556
Marine | 147 | 113 | 78 | Q | 16 | 2454 | 2255 | 1168 | 366 | 721
Number of floors
One | 3836 | 2862 | 2179 | 451 | 231 | 39809 | 33591 | 20177 | 6094 | 7321
Two | 1158 | 1039 | 786 | 156 | 97 | 20206 | 19088 | 11762 | 3133 | 4194
Three | 374 | 344 | 259 | 58 | 26 | 8140 | 7932 | 5148 | 1181 | 1602
Four to nine | 177 | 166 | 118 | 23 | 26 | 13535 | 13141 | 7998 | 1646 | 3497
Ten or more | 13 | 12 | 6 | 2 | 5 | 5404 | 5264 | 2450 | 635 | 2179
Number of workers (main shift)
Fewer than 5 | 2892 | 1917 | 1547 | 292 | 78 | 17751 | 11783 | 8984 | 1713 | 1086
5 to 9 | 1085 | 977 | 777 | 140 | 61 | 8973 | 8205 | 6262 | 1188 | 755
10 to 19 | 731 | 700 | 515 | 118 | 66 | 9623 | 9137 | 6320 | 1690 | 1126
20 to 49 | 513 | 495 | 319 | 78 | 98 | 14514 | 14097 | 7957 | 2282 | 3859
50 to 99 | 206 | 203 | 122 | 36 | 46 | 13476 | 13171 | 7105 | 2192 | 3873
100 to 249 | 93 | 93 | 51 | 20 | 23 | 10941 | 10912 | 5614 | 1893 | 3404
250 or more | 37 | 37 | 17 | 6 | 14 | 11815 | 11711 | 5292 | 1730 | 4689
Weekly operating hours
Fewer than 40 | 1149 | 703 | 575 | 97 | 31 | 8220 | 5137 | 3777 | 659 | 701
40 to 48 | 1346 | 1107 | 843 | 193 | 71 | 15828 | 14388 | 9155 | 2631 | 2602
49 to 60 | 1244 | 1063 | 789 | 184 | 89 | 20529 | 18878 | 11623 | 3487 | 3768
61 to 84 | 764 | 676 | 467 | 111 | 98 | 15867 | 15304 | 7601 | 2621 | 5082
85 to 167 | 479 | 428 | 315 | 67 | 46 | 9395 | 8937 | 5247 | 1470 | 2220
Open continuously | 575 | 447 | 359 | 38 | 49 | 17253 | 16371 | 10131 | 1820 | 4420
Ownership and occupancy
Nongovernment owned | 4781 | 3791 | 2851 | 617 | 323 | 67550 | 60645 | 35837 | 11091 | 13717
Owner occupied | 2466 | 2048 | 1634 | 289 | 125 | 30637 | 27869 | 19154 | 4090 | 4626
Leased to tenant(s) | 1745 | 1401 | 1001 | 251 | 149 | 26115 | 23900 | 12749 | 4804 | 6347
Owner occupied and leased | 349 | 316 | 195 | 75 | 46 | 8873 | 8544 | 3698 | 2181 | 2665
Unoccupied | 221 | 26 | 21 | Q | Q | 1925 | 332 | 237 | Q | Q
Government owned | 776 | 632 | 497 | 72 | 62 | 19543 | 18370 | 11697 | 1596 | 5076
Federal | 33 | 33 | 29 | Q | 3 | 1573 | 1565 | 837 | Q | 626
State | 185 | 146 | 106 | 22 | 19 | 5539 | 5270 | 3188 | 746 | 1336
Local | 558 | 452 | 362 | 50 | 40 | 12431 | 11535 | 7672 | 749 | 3115
Party responsible for operation and maintenance of energy systems
Building owner | 4715 | 3706 | 2841 | 580 | 285 | 73702 | 66462 | 41135 | 10474 | 14852
Business owner or tenant | 724 | 617 | 432 | 98 | 87 | 11309 | 10617 | 5269 | 1896 | 3452
Property management | 54 | 42 | 29 | Q | 7 | 1250 | 1177 | 600 | Q | 400
Other | 64 | 57 | 46 | Q | Q | 832 | 759 | 531 | Q | Q
Provider of direct input on energy-related equipment purchases
Building owner | 4876 | 3830 | 2933 | 591 | 306 | 76271 | 68848 | 42370 | 10971 | 15507
Business owner or tenant | 540 | 466 | 317 | 85 | 64 | 8256 | 7779 | 3962 | 1345 | 2471
Property management | 35 | 29 | 23 | Q | Q | 880 | 784 | 378 | Q | Q
Other | 106 | 98 | 75 | Q | 12 | 1686 | 1605 | 824 | Q | 549
Campus or complex activity
Not part of a campus or complex | 3683 | 3084 | 2369 | 467 | 248 | 52275 | 47942 | 29176 | 8061 | 10705
Primary or secondary school | 237 | 165 | 115 | 32 | 19 | 4616 | 4214 | 2522 | 496 | 1196
College or university | 84 | 79 | 63 | 8 | 8 | 4068 | 4010 | 2951 | 472 | 587
Office complex | 154 | 141 | 93 | 33 | 15 | 3456 | 3395 | 1606 | 691 | 1097
Retail complex | 258 | 218 | 139 | 26 | 53 | 5159 | 4921 | 2014 | 482 | 2425
Storage complex | 314 | 52 | 29 | 22 | Q | 3212 | 1284 | 643 | 545 | Q
Religious campus or complex | 197 | 181 | 136 | 36 | Q | 1932 | 1810 | 1159 | 344 | Q
Health care complex | 52 | 50 | 42 | Q | 7 | 3362 | 3314 | 2278 | Q | 912
Lodging or resort complex | 65 | 61 | 53 | Q | Q | 1295 | 1275 | 1048 | Q | Q
Transportation complex | 35 | 32 | 27 | Q | (*) | 554 | 494 | 193 | Q | 200
Government complex | 104 | 81 | 71 | Q | 2 | 2107 | 1886 | 1359 | Q | 415
Other | 371 | 278 | 209 | 49 | 20 | 5057 | 4470 | 2584 | 1228 | 658
Renovations in buildings constructed before 2008 (more than one may apply)
Any type of renovation | 2094 | 1886 | 1393 | 297 | 196 | 42216 | 40289 | 22231 | 6390 | 11668
Addition or annex | 444 | 424 | 296 | 74 | 54 | 13022 | 12835 | 7022 | 1819 | 3994
Reduction in floorspace | 71 | 62 | 52 | Q | 5 | 1753 | 1715 | 935 | Q | 485
Roof replacement | 987 | 881 | 654 | 133 | 94 | 20917 | 20189 | 10907 | 3186 | 6095
Exterior wall replacement | 194 | 174 | 130 | 27 | 17 | 4230 | 4144 | 2261 | 788 | 1096
Interior wall reconfiguration | 889 | 813 | 563 | 136 | 114 | 21340 | 20777 | 10449 | 3418 | 6911
Window replacement | 560 | 526 | 352 | 107 | 66 | 12265 | 11984 | 6237 | 1983 | 3765
HVAC equipment upgrade | 1101 | 1019 | 722 | 173 | 123 | 26779 | 26061 | 13578 | 4230 | 8253
Lighting upgrade | 982 | 920 | 660 | 150 | 110 | 25503 | 24671 | 12695 | 3900 | 8076
Electrical upgrade | 747 | 681 | 487 | 109 | 85 | 16160 | 15675 | 8123 | 2398 | 5154
Plumbing system upgrade | 644 | 601 | 422 | 98 | 81 | 13828 | 13544 | 7147 | 1944 | 4452
Insulation upgrade | 382 | 353 | 248 | 61 | 44 | 7607 | 7331 | 3785 | 1176 | 2370
Fire, safety, or security upgrade | 616 | 585 | 407 | 101 | 77 | 17196 | 16864 | 8874 | 2709 | 5281
Structural upgrade | 152 | 144 | 108 | 20 | 16 | 3913 | 3853 | 2137 | 518 | 1198
Other | 39 | 34 | 25 | Q | Q | 848 | 829 | 321 | Q | Q
No renovations | 3160 | 2306 | 1794 | 354 | 158 | 39154 | 33564 | 22127 | 5365 | 6073
Buildings constructed 2008 or later | 303 | 231 | 161 | 39 | 30 | 5723 | 5162 | 3176 | 933 | 1053
Energy sources (more than one may apply)
Electricity | 5234 | 4423 | 3348 | 690 | 385 | 84869 | 79015 | 47534 | 12688 | 18793
Natural gas | 2933 | 2742 | 2073 | 388 | 282 | 58725 | 57019 | 34005 | 8211 | 14803
Fuel oil | 467 | 411 | 314 | 52 | 45 | 20200 | 19708 | 10979 | 2510 | 6219
District heat | 48 | 45 | 30 | 6 | 8 | 5964 | 5822 | 3596 | 501 | 1725
District chilled water | 54 | 51 | 24 | 19 | 7 | 4608 | 4511 | 2907 | 450 | 1154
Propane | 510 | 466 | 357 | 72 | 38 | 7706 | 7383 | 4491 | 1127 | 1765
Other | 172 | 141 | 104 | 23 | 14 | 3826 | 3679 | 2260 | 475 | 944
Water-heating energy sources (more than one may apply)
Electricity | 2658 | 2658 | 1901 | 508 | 250 | 42755 | 42755 | 21435 | 9362 | 11957
Natural gas | 1758 | 1758 | 1367 | 182 | 209 | 39523 | 39523 | 24806 | 4088 | 10629
Fuel oil | 77 | 77 | 63 | Q | 7 | 1911 | 1911 | 1318 | Q | 467
District heat | 25 | 25 | 19 | 3 | 4 | 4551 | 4551 | 3002 | 325 | 1224
Propane | 142 | 142 | 106 | Q | 14 | 1575 | 1575 | 1006 | Q | 348
Energy end uses (more than one may apply)
Buildings with space heating | 4722 | 4237 | 3229 | 634 | 374 | 80078 | 76584 | 46147 | 11914 | 18523
Buildings with cooling | 4461 | 4097 | 3093 | 631 | 374 | 79294 | 76414 | 45554 | 12198 | 18662
Buildings with water heating | 4423 | 4423 | 3348 | 690 | 385 | 79015 | 79015 | 47534 | 12688 | 18793
Buildings with cooking | 1589 | 1573 | 1190 | 176 | 208 | 38546 | 38389 | 21608 | 4102 | 12679
Buildings with manufacturing | 259 | 228 | 150 | 55 | 22 | 5078 | 4570 | 2431 | 1148 | 990
Buildings with electricity generation | 410 | 395 | 292 | 34 | 69 | 25642 | 25280 | 14045 | 2858 | 8378
Food preparation or serving areas in non-food service buildings (more than one may apply)
Snack bar or concession stand | 153 | 150 | 95 | 17 | 38 | 9884 | 9864 | 4357 | 899 | 4608
Fast food or small restaurant | 173 | 173 | 97 | 13 | 63 | 9787 | 9778 | 3500 | 1131 | 5147
Cafeteria or large restaurant | 130 | 130 | 81 | 12 | 38 | 15222 | 15219 | 8204 | 1429 | 5587
Commercial kitchen/ food preparation area | 282 | 282 | 181 | 41 | 60 | 16150 | 16150 | 8757 | 1491 | 5901
Small kitchen area | 736 | 723 | 577 | 82 | 64 | 14054 | 13926 | 8428 | 1284 | 4213
1These climate regions were created by the Building America program, sponsored by the U.S. Department of Energy’s Office of Energy Efficiency and Renewable Energy (EERE). 2In earlier CBECS publications, BAS was referred to as Energy Management and Control System (EMCS). Q = Data withheld either because the Relative Standard Error (RSE) was greater than 50 percent or fewer than 20 buildings were sampled. N = No cases in reporting sample. (*) = Value rounds to zero in the units displayed. Notes: ● Because of rounding, data may not sum to totals. ● See Guide to the 2012 CBECS Detailed Tables or CBECS Terminology for definition of terms used in these tables and/or comparison of differences with prior CBECS tables. Both references can be accessed from http://www.eia.gov/consumption/commercial/data/2012/ Source: U.S. Energy Information Administration, Office of Energy Consumption and Efficiency Statistics, Form EIA-871A of the 2012 Commercial Buildings Energy Consumption Survey.